## DANNY
08-31-005-03 W2M WILLMAR
ELECTRICAL CRITICAL
DESIGNATION
MOTOR INFO | MAKE | HP | RPM | FRAME | AMPS | VOLTAGE | TYPE | CAT.#/MOD.# |  |  | COMMENTS | CONFIRMED AT SITE | AVAILABILTY
Recycle Pump Motor | TECO | 2 | 1740 | 145T | 2.78 | 480V/3Phase | AEHHXU | XH0024 |  |  |  | APRIL 3,2017 | IN STOCK ESTEVAN
VRU Comp. Motor | WEG | 5 | 1745 | 184T | 6.48 | 480V/3Phase | EXT | HX005 |  |  |  | APRIL 3,2017 | IN STOCK ESTEVAN
Water Inj. Pump Motor | ETATECH | 30 | 1125 | 364T | 40 | 480V/3Phase | TEFC | 6922325 |  |  |  | APRIL 3,2017 | IN STOCK ESTEVAN
SUMP PUMP | BALDOR | 1 | 1725 | 56 | 13 | 120V/1Phase | X/P | L5023A |  |  |  | APRIL 3,2017 | IN STOCK ESTEVAN
CONTROLLER INFO | MAKE | HP |  |  | AMPS | VOLTAGE | TYPE | CAT.#/MOD.# | BREAKER/FUSE SIZE: | OVERLOAD | COMMENTS | CONFIRMED AT SITE | AVAILABILTY
Recycle Pump Starter | AllPhase Elec. | N/A | N/A | N/A | 15 | 600V | Starter | CutlerHammer Contactor # AE16KNO | 15AMP | H2007B | FIELD REBUILDABLE | APRIL 3,2017 | IN STOCK/FIELD REBUILDABLE
VRU Comp. Starter | PEC1 | N/A | N/A | N/A | 25 | 600V | Starter | Contactor # SIE 3RT1034-1A | 25AMP | SIE 3RU116-1HBO | FIELD REBUILDABLE | APRIL 3,2017 | IN STOCK/FIELD REBUILDABLE
Water Inj. Pump Starter | AllPhase Elec. | N/A | N/A | N/A | 100 | 480V/3Phase | Starter | CutlerHammer Contactor # AE16GNO | 100MAP | SIE 3UX1421 | FIELD REBUILDABLE | APRIL 3,2017 | IN STOCK/FIELD REBUILDABLE
MAIN DISC. INFO | MAKE |  |  |  | AMPS | VOLTAGE | TYPE | CAT.#/MOD.# |  |  | COMMENTS | CONFIRMED AT SITE | AVAILABILTY
ESD LISTS
ESD DESIGNATION | MAKE |  |  |  | MODEL # |  |  | CONTROL |  |  | COMMENTS | CONFIRMED AT SITE | AVAILABILTY
NOTHING AT SITE
INSTRUMENTATION CRITICAL SPARE PARTS LIST
DESIGNATION | QTY. | MAKE |  |  | MODEL # |  |  | INFO |  |  | COMMENTS | CONFIRMED AT SITE | AVAILABILTY
LEAK DETECTION | 1 | DP HARP |  |  | EJ 530A | [5 empty] | FIELD REBUILDABLE | APRIL 3,2017 | IN STOCK/FIELD REBUILDABLE
OIL TANK LEVEL CONT | 3 | TITAN/OMRON | [8 empty] | FIELD REBUILDABLE | APRIL 3,2017 | IN STOCK ESTEVAN
WATER TANK | 2 | TITAN/OMRON | [8 empty] | FIELD REBUILDABLE | APRIL 3,2017 | IN STOCK ESTEVAN
H2S/LEL CRITICAL SPARE PARTS LIST
DESIGNATION | QTY. | MAKE |  |  | MODEL # |  |  | INFO |  |  | COMMENTS | CONFIRMED AT SITE | AVAILABILTY
H2S AT INJECTION | 2 | NET SAFETY |  |  | M22-ARA-A | [5 empty] | FIELD REBUILDABLE | APRIL 3,2017 | IN STOCK/FIELD REBUILDABLE
H2S AT TREATER | 2 | NET SAFETY |  |  | M22-ARA-A | [5 empty] | FIELD REBUILDABLE | APRIL 3,2017 | IN STOCK/FIELD REBUILDABLE
PLC AND RADIO EQUIPMENT PARTS LIST
DESIGNATION | TAG# | MAKE |  |  | MODEL # |  |  | INFO |  |  | COMMENTS | CONFIRMED AT SITE | AVAILABILTY
RADIO |  | KENWOOD |  |  | OLD STYLE |  |  | CHANNEL TWO |  |  | FIELD REBUILDABLE | APRIL 3,2017 | IN STOCK/FIELD REBUILDABLE
ALARM |  | PROTALK |  |  | 1290 |  |  | 8 ALARMS(2 SPARE) |  |  | FIELD REBUILDABLE | APRIL 3,2017 | IN STOCK/FIELD REBUILDABLE
LEAK DETECTION CONT. |  | PICO |  |  | 1760-L 18BWB-EX | [5 empty] | FIELD REBUILDABLE | APRIL 3,2017 | IN STOCK/FIELD REBUILDABLE
HEATER AND AIR CONDITION EQUIPMENT PARTS LIST
DESIGNATION | TAG# | MAKE |  |  | MODEL # |  | TYPE | SIZE |  |  | COMMENTS | CONFIRMED AT SITE | AVAILABILTY
NO EQUIPMENT
VRU CONTROL EQUIPMENT PARTS LIST
DESIGNATION | TAG# | MAKE |  |  | MODEL # |  |  | INFO |  |  | COMMENTS | CONFIRMED AT SITE | AVAILABILTY
NO VRU EQUIPMENT
08-31-005-03 W2M WILLMAR
ELECTRICAL CRITICAL
TREATER BURNER CONTROL EQUIPMENT PARTS LIST
DESIGNATION | TAG# | MAKE |  |  | MODEL # |  |  | INFO |  |  | COMMENTS | CONFIRMED AT SITE | AVAILABILTY
TREATER BURNER NORTH |  | PROFIRE |  |  | 2100 |  |  | 1PS21-BMS |  |  | FIELD REBUILDABLE | APRIL 3,2017 | IN STOCK ESTEVAN
TREATER BURNER SOUTH |  | PROFIRE |  |  | 2100 |  |  | 1PS21-BMS |  |  | FIELD REBUILDABLE | APRIL 3,2017 | IN STOCK ESTEVAN
FLARE STACK EQUIPMENT PARTS LIST
DESIGNATION | TAG# | MAKE |  |  | MODEL # |  |  | INFO |  |  | COMMENTS | CONFIRMED AT SITE | AVAILABILTY
FLARE |  | PYRAMID |  |  | 120V | [5 empty] | FIELD REBUILDABLE | APRIL 3,2017 | IN STOCK/FIELD REBUILDABLE
05-13-003-02 W2M ALAMEDA EAST
ELECTRICAL CRITICAL
MOTOR INFO | MAKE | HP | RPM | FRAME | AMPS | VOLTAGE | TYPE | CAT.#/MOD.# | COMMENTS |  |  | CONFIRMED AT SITE | AVAILABILTY OF REPLACEMENT UNIT
INJECTION #1 | BALDOR | 100 | 1200 | 444T | 120 | 480V/3PH | TEFC | 1899W199G2-6 |  |  |  | APR 8 2017
INJECTION #2 | GE | 100 | 1200 | 444T | 110 | 480V/3PH | TEFC | M9133 |  |  |  | APR 8 2017
AIR COMP | GE | 5 | 1800 | 184T | 6 | 480V/3PH | TEFC | 5KS184SAB208 |  |  |  | APR 8 2017 | IN STOCK ESTEVAN
CHARGE PUMP | TECO | 7.5 | 3600 | 218TC |  | 480V/3PH | TEFC | ? |  |  |  | APR 8 2017 | IN STOCK ESTEVAN
SUMP | GE | 1.5 | 1800 | 182T | 3 | 480V/3PH | X/P | 1F5056N |  |  |  | APR 8 2017 | IN STOCK ESTEVAN
VRU | WEG | 10 | 1800 | 215T | 12 | 480V/3PH | X/P | HX010404NP |  |  |  | APR 8 2017 | IN STOCK ESTEVAN
RECYCLE | GE | 1.5 | 1200 | 184T | 3.3 | 480V/3PH | X/P | 184-EBS |  |  |  | APR 8 2017 | IN STOCK ESTEVAN
CONTROLLER INFO | MAKE | HP |  |  | AMPS | VOLTAGE | TYPE | CAT.#/MOD.# | BREAKER/FUSE SIZE: | OVERLOAD | COMMENTS | CONFIRMED AT SITE | AVAILABILTY
INJECTION #1 | TOSH |  |  |  |  | 480V/3PH | VFD | G7 |  |  | DON’T SEE ANY NUMBERS | APR 8 2017
INJECTION #2 | [5 empty] | 480V/3PH | Cross the Line |  |  |  | FIELD REBUILDABLE | APR 8 2017 | IN STOCK/FIELD REBUILDABLE
RECYCLE | TELE | N/A | N/A | N/A | 4 | 480V/3PH | Cross the Line | Contactor # TELE SIZE1 | 4AMP | TELE 2.5-4AMP | FIELD REBUILDABLE | APR 8 2017 | IN STOCK/FIELD REBUILDABLE
VRU | PEC2 | N/A | N/A | N/A | 50 | 480V/3PH | Cross the Line | Contactor # SIE 3RT1036 | 50AMP | 12.5-50AMP | FIELD REBUILDABLE | APR 8 2017 | IN STOCK/FIELD REBUILDABLE
ALSO A CT CONTROLS PLC CABNET THAT RUNS VRU(ALLEN BRDLEY MICROLOGIX 1100)
AIR COMP | PEC0 | N/A | N/A | N/A | 10 | 480V/3PH | Cross the Line | Contactor # SIE 3RT1017 | 10AMP | SIE 5.5-8AMP | FIELD REBUILDABLE | APR 8 2017 | IN STOCK/FIELD REBUILDABLE
SUMP | W/H | N/A | N/A | N/A | 50 | 480V/3PH | Cross the Line | Contactor # WH SIZE1 | 50AMP | FH34 | FIELD REBUILDABLE | APR 8 2017 | IN STOCK/FIELD REBUILDABLE
CHARGE PUMP | PEC2 | N/A | N/A | N/A | 50 | 480V/3PH | Cross the Line | Contactor # SIE 3RT1036 | 50AMP | 12.5-50AMP | FIELD REBUILDABLE | APR 8 2017 | IN STOCK/FIELD REBUILDABLE
MAIN DISCONNECT INFO | MAKE |  |  |  | AMPS | VOLTAGE | TYPE | CAT.#/MOD.# | COMMENTS |  |  | CONFIRMED AT SITE | AVAILABILTY OF REPLACEMENT UNIT
MAIN | CUTTLER |  |  |  | 400 |  | FUSE |  | FIELD REBUILDABLE |  |  | APR 8 2017 | IN STOCK ESTEVAN
ESD LISTS
ESD DESIGNATION | MAKE |  |  |  | MODEL # |  |  |  | COMMENTS |  |  | CONFIRMED AT SITE | AVAILABILTY OF REPLACEMENT UNIT
INJ. | ROTOOK |  |  |  | RCR190KD86T | [6 empty] | APR 8 2017
HEADER ESD | CVS |  |  |  | CVS210SR-12 | [6 empty] | APR 8 2017
13-14 ESD | CVS |  |  |  | CVS160SR11 |  |  | 94504 |  |  |  | APR 8 2017
INSTRUMENTATION CRITICAL PARTS LIST
DESIGNATION | QTY. | MAKE |  |  | MODEL # |  |  | INFO |  |  | COMMENTS | CONFIRMED AT SITE | AVAILABILTY OF REPLACEMENT UNIT
WATER TANK | 2 | [6 empty] | PRESSURE TRANSMITTERS |  |  |  | APR 8 2017 | IN STOCK ESTEVAN
OIL TANK | 4 | [6 empty] | PRESSURE TRANSMITTERS |  |  |  | APR 8 2017 | IN STOCK ESTEVAN
LEAK DET | 1
05-13-003-02 W2M ALAMEDA EAST
H2S/LEL CRITICAL PARTS LIST
DESIGNATION | QTY. | MAKE |  |  | MODEL # |  |  | INFO |  |  | COMMENTS | CONFIRMED AT SITE | AVAILABILTY OF REPLACEMENT UNIT
HEADER BLD. H2S | 2 CHAN. | GENERAL MON. |  |  | DT 220 | [6 empty] | APR 8 2017 | OBSOLETE
VRU BLD H2S | 2 CHAN. | NET SAFETY |  |  | M21-A-A | [6 empty] | APR 8 2017 | IN STOCK/FIELD REBUILDABLE
SITE H2S |  | NET SAFETY | [5 empty] | GOES INTO PLC |  |  |  | APR 8 2017 | IN STOCK/FIELD REBUILDABLE
13-14 H2S | 2 CHAN. | NET SAFETY |  |  | M21-AR-A | [6 empty] | APR 8 2017 | IN STOCK/FIELD REBUILDABLE
PLC AND RADIO EQUIPMENT PARTS LIST
DESIGNATION | TAG# | MAKE |  |  | MODEL # |  |  | INFO |  |  | COMMENTS | CONFIRMED AT SITE | AVAILABILTY OF REPLACEMENT UNIT
PLC |  | MICROLOGIX |  |  | L32E |  |  | 2-DIGITAL INPUTS | 2-DIGITAL OUTPUTS |  |  | APR 8 2017 | IN STOCK/FIELD REBUILDABLE
[8 empty] | 1-ANALOG INPUT | 1-ANALOG OUT PUT
ALARMS |  | PROTALK |  |  | LINK |  |  | M1/T1/W3 16 ALARMS NO SPARE |  |  | 306-485-9200 | APR 8 2017 | IN STOCK/FIELD REBUILDABLE
RADIO |  | KENWOOD |  |  | NEW STYLE |  |  | CHANNEL TWO |  |  |  | APR 8 2017 | IN STOCK/FIELD REBUILDABLE
H.M.I |  | HP COMP |  |  | C1E5OUT#ABA | [6 empty] | APR 8 2017 | IN STOCK/FIELD REBUILDABLE
H.M.I UPS |  | APC |  |  | 1500 |  |  | HAS A BATTERY BACK UP ALSO |  |  |  | APR 8 2017 | IN STOCK/FIELD REBUILDABLE
MAIN UPS |  | APC |  |  | COULDN'T FIND NUMBER |  |  | IS THE BIG UNIT |  |  |  | APR 8 2017
13-14 PLC |  | MICROLOGIX |  |  | 1400 |  |  | 1-ANALOG INPUT |  |  |  | APR 8 2017 | IN STOCK/FIELD REBUILDABLE
13-14 UPS |  | APC |  |  | 1500 | [6 empty] | APR 8 2017 | IN STOCK/FIELD REBUILDABLE
HEATER AND AIR CONDITION EQUIPMENT PARTS LIST
DESIGNATION | TAG# | MAKE |  |  | MODEL # |  | TYPE | SIZE | COMMENTS |  |  | CONFIRMED AT SITE | AVAILABILTY OF REPLACEMENT UNIT
INJECTION EAST |  | OUELLETT |  |  | ? |  | GP | 7500W | FORCED AIR |  |  | APR 8 2017 | IN STOCK ESTEVAN
INJECTION MAIN |  | OUELLETT |  |  | ? |  | GP | 7500W | FORCED AIR |  |  | APR 8 2017 | IN STOCK ESTEVAN
INJECTION WEST |  | ROUGHNECK |  |  | FX5 |  | XP | 5000W | FORCED AIR |  |  | APR 8 2017 | IN STOCK ESTEVAN
DOG HOUSE HEAT |  | OUELLETT |  |  | ? |  | GP | 7500W | FORCED AIR |  |  | APR 8 2017 | IN STOCK ESTEVAN
DOG HOUSE A/C |  | COMFORT AIR |  |  |  |  | GP | 10,000BTU | FORCED AIR |  |  | APR 8 2017 | IN STOCK ESTEVAN
VRU |  | ROUGHNECK |  |  | FX5 |  | XP | 5000W | FORCED AIR |  |  | APR 8 2017 | IN STOCK ESTEVAN
13-14 BLD |  | ROUGHNECK |  |  |  |  | XP | 7600W | WALL MOUNT RADIANT HEATER |  |  | APR 8 2017 | IN STOCK ESTEVAN
VRU CONTROL EQUIPMENT PARTS LIST
DESIGNATION | TAG# | MAKE |  |  | MODEL # |  |  | INFO | COMMENTS |  |  | CONFIRMED AT SITE | AVAILABILTY OF REPLACEMENT UNIT
PRESSURE TRANS | [8 empty] | ON TOP OF TANKS |  |  | APR 8 2017
BYPASS |  | BETTIS |  |  | EM 320F-10-E7-02-003 | [6 empty] | APR 8 2017
ALSO A CT CONTROLS PLC CABNET THAT RUNS VRU(ALLEN BRDLEY MICROLOGIX 1100)
TREATER BURNER CONTROL EQUIPMENT PARTS LIST
DESIGNATION | TAG# | MAKE |  |  | MODEL # |  |  | INFO | COMMENTS |  |  | CONFIRMED AT SITE | AVAILABILTY OF REPLACEMENT UNIT
TREATER |  | PROFIRE |  |  | 2100 |  |  | 1PS21-EC000 |  |  |  | APR 8 2017
FLARE STACK EQUIPMENT PARTS LIST
DESIGNATION | TAG# | MAKE |  |  | MODEL # |  |  | INFO | COMMENTS |  |  | CONFIRMED AT SITE | AVAILABILTY OF REPLACEMENT UNIT
FLARE STACK |  | PYRAMID | [5 empty] | 120V TO 12VDC |  |  |  | APR 8 2017 | IN STOCK ESTEVAN
13-14-3-2 W2M ALAMEDA EAST
ESD LISTS
ESD DESIGNATION | MAKE |  |  |  | MODEL # |  |  |  | COMMENTS |  |  | CONFIRMED AT SITE | AVAILABILTY OF REPLACEMENT UNIT
13-14 ESD | CVS |  |  |  | CVS160SR11 |  |  | 94504 |  |  |  | APR 8 2017
INSTRUMENTATION CRITICAL PARTS LIST
DESIGNATION | QTY. | MAKE |  |  | MODEL # |  |  | INFO |  |  | COMMENTS | CONFIRMED AT SITE | AVAILABILTY OF REPLACEMENT UNIT
H2S/LEL CRITICAL PARTS LIST
DESIGNATION | QTY. | MAKE |  |  | MODEL # |  |  | INFO |  |  | COMMENTS | CONFIRMED AT SITE | AVAILABILTY OF REPLACEMENT UNIT
13-14 H2S | 2 CHAN. | NET SAFETY |  |  | M21-AR-A | [6 empty] | APR 8 2017 | IN STOCK/FIELD REBUILDABLE
PLC AND RADIO EQUIPMENT PARTS LIST
DESIGNATION | TAG# | MAKE |  |  | MODEL # |  |  | INFO |  |  | COMMENTS | CONFIRMED AT SITE | AVAILABILTY OF REPLACEMENT UNIT
13-14 PLC |  | MICROLOGIX |  |  | 1400 |  |  | 1-ANALOG INPUT |  |  |  | APR 8 2017 | IN STOCK/FIELD REBUILDABLE
13-14 UPS |  | APC |  |  | 1500 | [6 empty] | APR 8 2017 | IN STOCK/FIELD REBUILDABLE
HEATER AND AIR CONDITION EQUIPMENT PARTS LIST
DESIGNATION | TAG# | MAKE |  |  | MODEL # |  | TYPE | SIZE | COMMENTS |  |  | CONFIRMED AT SITE | AVAILABILTY OF REPLACEMENT UNIT
13-14 BLD |  | ROUGHNECK |  |  |  |  | XP | 7600W | WALL MOUNT RADIANT HEATER |  |  | APR 8 2017 | IN STOCK ESTEVAN
5-14-5-6W2 LAMPAMN UNIT[SHUT IN]
ELECTRICAL CRITICAL
MOTOR INFO | MAKE | HP | RPM | FRAME | AMPS | VOLTAGE | TYPE | CAT.#/MOD.# | COMMENTS |  |  | CONFIRMED AT SITE | AVAILABILTY OF REPLACEMENT UNIT
Inj. Pump Motor A | TOSHIBA | 60/50/40 | 1200 | 404T |  | 480V/3Phase | TEFC | FO6O6FFF3B30 | HASN’T RAN IN YEARS |  |  | APRIL 20,2017
Recycle Pump Motor | TECO | 2 | 1800 | 145T | 6.3 | 480V/3Phase | X/P | AEHHXU |  |  |  | APRIL 20,2017
BOOST PUMP | TECO | 2 | 1800 | 145T | 6.3 | 480V/3Phase | X/P | XHD0204TE2 |  |  |  | APRIL 20,2017
CONTROLLER INFO | MAKE | HP |  |  | AMPS | VOLTAGE | TYPE | CAT.#/MOD.# | BREAKER/FUSE SIZE: | OVERLOAD | COMMENTS | CONFIRMED AT SITE | AVAILABILTY OF REPLACEMENT UNIT
Recycle Pump Starter | CD | 5 | N/A | N/A | 10 | 600V | Starter |  |  |  |  | APRIL 20,2017
VRU Comp. Starter | PEC1 | N/A | N/A | N/A | 10 | 600V | Starter | Contactor # SIE 3RT1034-1A |  | SIE 5.5-8AMP |  | APRIL 20,2017
BOOST PUMP | PEC0 | N/A | N/A | N/A | 10 | 600V | Starter | Contactor # SIE 3RT1017 |  | SIE 5.5-8AMP |  | APRIL 20,2017
MAIN DISC. | MAKE |  |  |  | AMPS | VOLTAGE | TYPE | CAT.#/MOD.# | COMMENTS |  |  | CONFIRMED AT SITE | AVAILABILTY OF REPLACEMENT UNIT
MAIN | FEDERAL |  |  |  | 200 | 600 | FUSE
TRANSF. [A] | HAMMOND |  |  |  |  | 7.5KVA |  | QOO7L |  |  |  | APRIL 20,2017
TRANSF. [B] | HAMMOND |  |  |  |  | 5KVA |  | QOO5LECF |  |  |  | APRIL 20,2017
TRANSF. [C] | HAMMOND |  |  |  |  | 5KVA |  | QOO5LECF |  |  |  | APRIL 20,2017
ESD AND M.O.V LISTS
ESD DESIGNATION | MAKE |  |  |  | MODEL # |  |  | CONTROL | COMMENTS |  |  | CONFIRMED AT SITE | AVAILABILTY OF REPLACEMENT UNIT
INSTRUMENTATION CRITICAL PARTS LIST
DESIGNATION | QTY. | MAKE |  |  | MODEL # |  |  | INFO |  |  | COMMENTS | CONFIRMED AT SITE | AVAILABILTY OF REPLACEMENT UNIT
TANK LEVEL | 2 | TITAIN/OMRON | [9 empty] | APRIL 20,2017
08-24-003-02 W2MS/I ALAMEDA EAST[SHUT IN]
ELECTRICAL CRITICAL
DESIGNATION | MAKE | HP | RPM | FRAME | AMPS | VOLTAGE | TYPE | CAT.#/MOD.# | BREAKER/FUSE SIZE: | VOLTAGE/PHASE | AVAILABILTY
INSTRUMENTATION CRITICAL ESD LISTS
ESD DESIGNATION | MAKE |  |  |  | MODEL # |  |  | CONTROL | COMMENTS
INSTRUMENTATION CRITICAL SPARE PARTS LIST
DESIGNATION | TAG# | MAKE |  |  | MODEL # |  |  | SIZE | COMMENTS
07-21-004-03 W2M ALAMEDA WEST
ELECTRICAL CRITICAL
DESIGNATION
MOTOR INFO | MAKE | HP | RPM | FRAME | AMPS | VOLTAGE | TYPE | CAT.#/MOD.# | COMMENTS |  |  | CONFIRMED AT SITE | AVAILABILTY
Inj. Pump Motor 2010 | TOSH | 20 | 3600 | 256TC | 22 | 480V/3PH | TEFC | B0202FLT3BMHJ |  |  |  | APR 8 2017
Gas Comp. Motor E3001 | WEG | 125 | 1800 | 444/5T | 139 | 480V/3PH | X/P | TE1EFOXOM |  |  |  | APR 8 2017
Gas Comp. Cooling Fan E3002 | WEG | 7.5 | 1800 | 213T | 18 | 480V/3PH | TEFC | 1016705167 |  |  |  | APR 8 2017 | IN STOCK ESTEVAN
VRU Comp. Motor M1500 | WEG | 5 | 1800 | 184T | 13 | 480V/3PH | TEFC | HX005404P |  |  |  | APR 8 2017 | IN STOCK ESTEVAN
Tran. Pump Motor 9030B | WEG | 7.5 | 3600 | 213T | 19 | 480V/3PH | X/P | 85Z82254 |  |  |  | APR 8 2017 | IN STOCK ESTEVAN
Tran. Pump Motor 9030A | WEG | 7.5 | 3600 | 213T | 19 | 480V/3PH | X/P | 85Z82254 |  |  |  | APR 8 2017 | IN STOCK ESTEVAN
Inj. Charge Pump 3011 | WEG | 7.5 | 3600 | 213T | 19 | 480V/3PH | X/P | 85Z82254 |  |  |  | APR 8 2017 | IN STOCK ESTEVAN
Recycle Pump Motor 1535 | GE | 4 | 1800 | 145T | 5 | 480V/3PH | X/P | AE HH XU |  |  |  | APR 8 2017 | IN STOCK ESTEVAN
Sump Pump Motor | GE | 6 | 1200 | 145T | 4 | 480V/3PH | X/P | XH0016 |  |  |  | APR 8 2017 | IN STOCK ESTEVAN
Inj. Pump Motor 2020 | GE | 125 | 1200 | 445T | 147 | 480V/3PH | TEFC | AE HH-8N |  |  |  | APR 8 2017
Inst. Air Comp. Motor K1010 | TECO | 5 | 1800 | 184T | 6 | 480V/3PH | TEFC | AE HH XU |  |  |  | APR 8 2017 | IN STOCK ESTEVAN
Charge Pump 3010 | WEG | 1.5 | 3600 | B56C | 4 | 480V/3PH | X/P | 10015706 |  |  |  | APR 8 2017
CONTROLLER INFO | MAKE | HP |  |  | AMPS | VOLTAGE | TYPE | CAT.#/MOD.# | BREAKER/FUSE SIZE: | OVERLOAD | COMMENTS | CONFIRMED AT SITE | AVAILABILTY
Inj. Pump VFD 2010 | AB |  |  |  | 27 | 480V/3PH | Power Flex 700 | 20BD027A0AYNANCO |  |  |  | APR 8 2017
Gas Comp. VFD E3001 | AB |  |  |  | 128 | 480V/3PH | Power Flex 753 | 20F1AND 158 AA0 NNNNN | 225AMP |  |  | APR 8 2017
Gas Comp. Cooling Fan E3002 | AB |  |  |  | 20 | 480V/3PH | Starter | Contactor # Allen Bradley Size 1 | 20AMP | Allen Bradley 5.4-27AMPS | FIELD REBUILDABLE | APR 8 2017
VRU Comp. VFD M1500 | AB |  |  |  | 8 | 480V/3PH | Power Flex 700 | 208DBP0AYNANCO | 15AMP |  |  | APR 8 2017
Tran. Pump Starter 9030B | AB |  |  |  | 30 | 480V/3PH | Starter | Contactor # Allen Bradley Size 1 | 30AMP | Allen Bradley 3.2-16AMP | FIELD REBUILDABLE | APR 8 2017
Tran. Pump Starter 9030A | AB |  |  |  | 30 | 480V/3PH | Starter | Contactor # Allen Bradley Size 1 | 30AMP | Allen Bradley 3.2-16AMP | FIELD REBUILDABLE | APR 8 2017
Inj. Charge Pump 3011 | AB |  |  |  | 15 | 480V/3PH | Starter | Contactor # Allen Bradley Size 1 | 15AMP | Allen Bradley 5.4-27AMPS | FIELD REBUILDABLE | APR 8 2017
Recycle Pump VFD 1535 | AB |  |  |  | 14 | 480V/3PH | Power Flex 753 | 20F11ND014AA0 NNNNN | 15AMP |  |  | APR 8 2017
07-21-004-03 W2M ALAMEDA WEST
ELECTRICAL CRITICAL
DESIGNATION
MOTOR INFO | MAKE | HP | RPM | FRAME | AMPS | VOLTAGE | TYPE | CAT.#/MOD.# | COMMENTS |  |  | CONFIRMED AT SITE | AVAILABILTY
Sump Pump Starter | AB |  |  |  | 3 | 480V/3PH | Starter | Contactor # Allen Bradley Size 1 | 3AMP | Allen Bradley 1-5AMPS | FIELD REBUILDABLE | APR 8 2017
Inj. Pump VFD 2020 | AB |  |  |  | 156 | 480V/3PH | Power Flex 753 | 20F1AND156ANO NNNNNNNNNN | 225AMP |  |  | APR 8 2017
Inst. Air Comp. Starter K1010 | AB |  |  |  | 30 | 480V/3PH | Starter | Contactor # Allen Bradley Size 1 | 30AMP | Allen Bradley 5.4-27AMPS | FIELD REBUILDABLE | APR 8 2017
Charge Pump 3010 | AB |  |  |  | 30 | 480V/3PH | Starter | Contactor # Allen Bradley Size 1 | 30AMP | Allen Bradley 1-5AMPS | FIELD REBUILDABLE | APR 8 2017
GAS COMP. CONTROL | VORTEX | [6 empty] | CP-D40-8-H-C |  |  |  | APR 8 2017
MAIN DISCONNECT INFO | MAKE |  |  |  | AMPS | VOLTAGE | TYPE | CAT.#/MOD.# | COMMENTS |  |  | CONFIRMED AT SITE | AVAILABILTY
[7 empty] | BREAKER |  | NO IFORMATION ON OUT SIDE OF UNIT |  |  | APR 8 2017
ESD LISTS
ESD DESIGNATION | MAKE |  |  |  | MODEL # |  |  |  | COMMENTS |  |  | CONFIRMED AT SITE | AVAILABILTY
? |  |  |  |  | CVS140SR10 |  |  | 96623 | VALVE SUROUNDED BY WATER |  |  | APR 8 2017
? |  |  |  |  | CVS140SR10 |  |  | 60321 | VALVE SUROUNDED BY WATER |  |  | APR 8 2017
ESD 1200 |  |  |  |  | CVS140SR10 |  |  | 60376 |  |  |  | APR 8 2017
ESD 9000A |  |  |  |  | CVS140SR10 |  |  | 58754 |  |  |  | APR 8 2017
ESD 9000B |  |  |  |  | CVS140SR10 |  |  | 53754 |  |  |  | APR 8 2017
INSTRUMENTATION CRITICAL PARTS LIST
DESIGNATION | QTY. | MAKE |  |  | MODEL # |  |  | INFO |  |  | COMMENTS | CONFIRMED AT SITE | AVAILABILTY
H2S/LEL CRITICAL PARTS LIST
DESIGNATION | QTY. | MAKE |  |  | MODEL # |  |  | INFO |  |  | COMMENTS | CONFIRMED AT SITE | AVAILABILTY
SITE H2S | [7 empty] | INPUTS RIGHT INTO THE PLC |  |  |  | APR 8 2017 | IN STOCK ESTEVAN
GAS BLD. H2S | 1 | NET SAFETY |  |  | MLP-A-ST1200 | [6 empty] | APR 8 2017 | IN STOCK ESTEVAN
GAS BLD. LEL | 1 | NET SAFETY |  |  | MLP-A-SC1100 | [6 empty] | APR 8 2017 | IN STOCK ESTEVAN
PUMP BLD. H2S | 1 | NET SAFETY |  |  | MLP-A-ST1200 | [6 empty] | APR 8 2017 | IN STOCK ESTEVAN
PUMP BLD. LEL | 1 | NET SAFETY |  |  | MLP-A-SC1100 | [6 empty] | APR 8 2017 | IN STOCK ESTEVAN
PLC AND RADIO EQUIPMENT PARTS LIST
DESIGNATION | TAG# | MAKE |  |  | MODEL # |  |  | INFO |  |  | COMMENTS | CONFIRMED AT SITE | AVAILABILTY
PLC |  | HOENER | [5 empty] | 14 INPUT/OUTPUT CARDS |  |  |  | APR 8 2017 | IN STOCK ESTEVAN
MAIN UPS |  | HALEY |  |  | CCE24A30R19H17 | [6 empty] | APR 8 2017
ALARMS |  | PROTALK |  |  | LINK |  |  | M1/T1/W3 |  |  |  | APR 8 2017 | IN STOCK ESTEVAN
RADIO |  | KENWOOD |  |  | NEW STYLE |  |  | CHANNEL TW0 |  |  |  | APR 8 2017 | IN STOCK ESTEVAN
H.M.I |  | HP COMPAQUA |  |  | D8C67UT#ABA | [6 empty] | APR 8 2017 | IN STOCK ESTEVAN
H.M.I UPS |  | APC |  |  | 1500 | [6 empty] | APR 8 2017 | IN STOCK ESTEVAN
LEAK DET. PLC |  | AB |  |  | MICROLOGIX 1400 |  |  | TWO ANALOG INPUT CARD |  |  |  | APR 8 2017 | IN STOCK ESTEVAN
HEATER AND AIR CONDITION EQUIPMENT PARTS LIST
DESIGNATION | TAG# | MAKE |  |  | MODEL # |  | TYPE | SIZE | COMMENTS |  |  | CONFIRMED AT SITE | AVAILABILTY
DOG HOUSE HEAT |  | OUELLETT |  |  |  |  | GP | 7500W |  |  |  | APR 8 2017 | IN STOCK ESTEVAN
DOG HOUSE A/C |  | FRIEDRICH |  |  |  |  | GP | ? | COULD FIND NO INFO |  |  | APR 8 2017 | IN STOCK ESTEVAN
VRU HEATER |  | ROUGHNECK |  |  | FX5 |  | X/P | 5000W |  |  |  | APR 8 2017 | IN STOCK ESTEVAN
TREATER NORTH |  | ROUGHNECK |  |  | FX5 |  | X/P | 7500W |  |  |  | APR 8 2017 | IN STOCK ESTEVAN
TREATER SOUTH |  | ROUGHNECK |  |  | FX5 |  | X/P | 7500W |  |  |  | APR 8 2017 | IN STOCK ESTEVAN
07-21-004-03 W2M ALAMEDA WEST
HEATER AND AIR CONDITION EQUIPMENT PARTS LIST
DESIGNATION | TAG# | MAKE |  |  | MODEL # |  | TYPE | SIZE | COMMENTS |  |  | CONFIRMED AT SITE | AVAILABILTY
HEADER EAST |  | ROUGHNECK |  |  | FX5 |  | X/P | 10,000W |  |  |  | APR 8 2017 | IN STOCK ESTEVAN
HEADER WEST |  | ROUGHNECK |  |  | FX5 |  | X/P | 7500W |  |  |  | APR 8 2017 | IN STOCK ESTEVAN
INJECTION BLD EAST |  | ROUGHNECK |  |  | FX5 |  | X/P | 15,000W |  |  |  | APR 8 2017 | IN STOCK ESTEVAN
INJECTION BLD WEST |  | ROUGHNECK |  |  | FX5 |  | X/P | 15,000W |  |  |  | APR 8 2017 | IN STOCK ESTEVAN
GAS COMP BLD |  | ROUGHNECK |  |  | FX5 |  | X/P | 15,000W |  |  |  | APR 8 2017 | IN STOCK ESTEVAN
PUMP BLD |  | ROUGHNECK |  |  | FX5 |  | X/P | 10,000W |  |  |  | APR 8 2017 | IN STOCK ESTEVAN
VRU CONTROL EQUIPMENT PARTS LIST
DESIGNATION | TAG# | MAKE |  |  | MODEL # |  |  | INFO | COMMENTS |  |  | CONFIRMED AT SITE | AVAILABILTY
PRESSURE TRANS | [8 empty] | ON TOP OF TANKS |  |  | APR 8 2017
TREATER BURNER CONTROL EQUIPMENT PARTS LIST
DESIGNATION | TAG# | MAKE |  |  | MODEL # |  |  | INFO | COMMENTS |  |  | CONFIRMED AT SITE | AVAILABILTY
TREATER |  | PROFIRE |  |  | 1100 | [6 empty] | APR 8 2017
FLARE STACK EQUIPMENT PARTS LIST
DESIGNATION | TAG# | MAKE |  |  | MODEL # |  |  | INFO | COMMENTS |  |  | CONFIRMED AT SITE | AVAILABILTY
FLARE STACK | [8 empty] | SITE WAS SURROUNDED BY WATER
FLARE K.O | [8 empty] | SITE WAS SURROUNDED BY WATER
05-24-005-04 W2 DOUGLASTON
ELECTRICAL CRITICAL
DESIGNATION
MOTOR INFO | MAKE | HP | RPM | FRAME | AMPS | VOLTAGE | TYPE | CAT.#/MOD.# | COMMENTS |  |  | CONFIRMED AT SITE | AVAILABILTY
Air Comp. Motor | TECO | 3 | 1800 | 182T | 3.9 | 480V/3Phase | TEFC | AEHHXU |  |  |  | MARCH 30,2017 | IN STOCK ESTEVAN
Recycle Pump Motor | TECO | 5 | 1200 | 215T | 6.35 | 480V/3Phase | TEFC | XH00506TE2 |  |  |  | MARCH 30,2017 | IN STOCK ESTEVAN
VRU Comp. Motor | WEG | 5 | 1800 | 184T | 6.48 | 480V/3Phase | X/P | BH33346 |  |  |  | MARCH 30,2017 | IN STOCK ESTEVAN
Inj. Pump Motor 1405A | TECO | 150 | 1200 | 447T | 171 | 480V/3Phase | TEFC | PDH15006TE4 |  |  |  | MARCH 30,2017
Inj. Pump Motor 1405B | TECO | 150 | 1200 | 447T | 171 | 480V/3Phase | TEFC | PDH15006TE4 |  |  |  | MARCH 30,2017
Inj. Pump Motor 1400A | WESTINGHOUSE | 150 | 1200 | 447T | 171 | 480V/3Phase | TEFC |  |  |  |  | MARCH 30,2017
Inj. Pump Motor 1400B | TECO | 150 | 1200 | 447T | 171 | 480V/3Phase | TEFC | H15006TET4 |  |  |  | MARCH 30,2017
Sump Pump Motor | GE | 5 | 1200 | 215T | 12.8 | 480V/3Phase | TEFC | KE215CC305P |  |  |  | MARCH 30,2017 | IN STOCK ESTEVAN
CONTROLLER INFO | MAKE | HP |  |  | AMPS | VOLTAGE | TYPE | CAT.#/MOD.# | BREAKER/FUSE SIZE: | OVERLOAD | COMMENTS | CONFIRMED AT SITE | AVAILABILTY
Air Comp. Starter | Square D |  |  |  | 15 | 480V/3Phase | Starter | Contactor # Square D Size1 |  | Square D 3-9AMPS | FIELD REBUILDABLE | MARCH 30,2017 | IN STOCK ESTEVAN
Recycle Pump Starter | Square D |  |  |  | 15 | 480V/3Phase | VFD | VFD ACS601-0009-4-000B1200801 |  |  | FIELD REBUILDABLE | MARCH 30,2017 | SPARE USED ON SITE
VRU Comp. Starter | PEC1 |  |  |  | 25 | 480V/3Phase | Starter | Contactor # SIE 3RT1034-1A |  | SIE 5.5-8AMPS | FIELD REBUILDABLE | MARCH 30,2017 | IN STOCK ESTEVAN
Inj. Pump Starter 1400A | Square D | 150 |  |  | 250 | 480V/3Phase | Starter | Contactor # Square D Size5 |  | TELE # LT6 P0M005FM |  | MARCH 30,2017
Inj. Pump Starter 1400B | Square D | 150 |  |  | 250 | 480V/3Phase | Starter | Contactor # Square D Size5 |  | TELE # LT6 P0M005FM |  | MARCH 30,2017
Inj. Pump Starter 1405A | Square D | 150 |  |  | 250 | 480V/3Phase | Starter | Contactor # Square D Size5 |  | TELE # LT6 P0M005FM |  | MARCH 30,2017
Inj. Pump Starter 1405B | Square D | 150 |  |  | 250 | 480V/3Phase | Starter | Contactor # Square D Size5 |  | TELE # LT6 P0M005FM |  | MARCH 30,2017
Sump Pump Starter | Square D | 5 |  |  | 15 | 480V/3Phase | Starter | Contactor # Square D Size1 |  | Square D 3-9AMPS | FIELD REBUILDABLE | MARCH 30,2017 | IN STOCK ESTEVAN
MAIN DISCONNECT INFO | MAKE |  |  |  | AMPS | VOLTAGE | TYPE | CAT.#/MOD.# |  |  | COMMENTS | CONFIRMED AT SITE | AVAILABILTY
Main Disc. Connect | SQUARE D |  |  |  | 1200 | 480V/3Phase | BREAKER | PVF 361200G |  |  |  | MARCH 30,2017
05-24-005-04 W2 DOUGLASTON
ESD LISTS
ESD DESIGNATION | MAKE |  |  |  | MODEL # | [5 empty] | COMMENTS | CONFIRMED AT SITE | AVAILABILTY
MAIN | BETTIS |  |  |  | DXPL21GNEB |  |  | CB725-SR80-11 |  |  |  | MARCH 30,2017
7-21 ESD A | ELOMATIC | [6 empty] | E30950-02A 05A-S36KLO |  |  |  | MARCH 30,2017
7-21 ESD B | ELOMATIC | [6 empty] | ESD950-V2A05A36K2 |  |  |  | MARCH 30,2017
INSTRUMENTATION CRITICAL PARTS LIST
DESIGNATION | QTY. | MAKE |  |  | MODEL # |  |  | INFO |  |  | COMMENTS | CONFIRMED AT SITE | AVAILABILTY
H2S/LEL CRITICAL PARTS LIST
DESIGNATION | QTY. | MAKE |  |  | MODEL # |  |  | INFO |  |  | COMMENTS | CONFIRMED AT SITE | AVAILABILTY
SITE H2S |  | SAFETY NET |  |  | 2000 |  |  | SLOTS FOR 10 HEADS (ONE SPARE) |  |  |  | MARCH 30,2017 | IN STOCK ESTEVAN
SITE LEL |  | GENERAL MONITORS |  |  | 610 |  |  | 4 HEADS |  |  |  | MARCH 30,2017 | IN STOCK ESTEVAN
PLC AND RADIO EQUIPMENT PARTS LIST
DESIGNATION | TAG# | MAKE |  |  | MODEL # |  |  | INFO |  |  | COMMENTS | CONFIRMED AT SITE | AVAILABILTY
RADIO |  | KENWOOD |  |  | NEW STYLE |  |  | CHANNEL TWO |  |  | FIELD REBUILDABLE | MARCH 30,2017 | IN STOCK ESTEVAN
ALARM |  | PROTALK |  |  | 1290(ONE EXPANDER) |  |  | 16 ALARMS [FOUR SPARE] |  |  | FIELD REBUILDABLE | MARCH 30,2017 | IN STOCK ESTEVAN
PLC UPS |  | BATRIC |  |  | BFB3B-24/30-A-1 | [6 empty] | MARCH 30,2017
PLC |  | ALLEN BRADLEY |  |  | SLIC 500 |  |  | 5-DIGITAL INPUT CARDS | 3-ANALOG INPUT CARDS |  |  | MARCH 30,2017 | IN STOCK ESTEVAN
[8 empty] | 7-DIGITAL OUT PUT CARDS | 2-ANALOG OUTPUT CARD
H.M.I COMPUTER |  | THINK STATION |  |  | PC15847 | [6 empty] | MARCH 30,2017 | IN STOCK ESTEVAN
H.M.I UPS |  | APC |  |  | PRO1500 | [6 empty] | MARCH 30,2017 | IN STOCK ESTEVAN
HEATER AND AIR CONDITION EQUIPMENT PARTS LIST
DESIGNATION | TAG# | MAKE |  |  | MODEL # |  | TYPE | SIZE |  |  | COMMENTS | CONFIRMED AT SITE | AVAILABILTY
INJ. 1400 WEST |  | ROUGHNECK |  |  | FX5 |  | X/P | 10,000W |  |  |  | MARCH 30,2017 | IN STOCK ESTEVAN
INJ. 1400 EAST |  | ROUGHNECK |  |  | FX4 |  | X/P | 10,000W |  |  |  | MARCH 30,2017 | IN STOCK ESTEVAN
INJ. 1405 WEST |  | ROUGHNECK |  |  | FX4 |  | X/P | 7,500W |  |  |  | MARCH 30,2017 | IN STOCK ESTEVAN
INJ. 1405 EAST |  | OUELLET |  |  |  |  | X/P | 10,000W |  |  |  | MARCH 30,2017 | IN STOCK ESTEVAN
VRU BUILDING |  | ROUGHNECK |  |  | FX4 |  | X/P | 10,000W |  |  |  | MARCH 30,2017 | IN STOCK ESTEVAN
TREATER BUILDING |  | ROUGHNECK |  |  | FX4 |  | X/P | 10,000W |  |  |  | MARCH 30,2017 | IN STOCK ESTEVAN
HEADER BUILDING W |  | ROUGHNECK |  |  | FX4 |  | X/P | 7,500W |  |  |  | MARCH 30,2017 | IN STOCK ESTEVAN
HEADER BUILDING E |  | ROUGHNECK |  |  | FX4 |  | X/P | 7,500W |  |  |  | MARCH 30,2017 | IN STOCK ESTEVAN
VRU CONTROL EQUIPMENT PARTS LIST
DESIGNATION | TAG# | MAKE |  |  | MODEL # |  |  | INFO |  |  | COMMENTS | CONFIRMED AT SITE | AVAILABILTY
05-24-005-04 W2 DOUGLASTON
TREATER BURNER CONTROL EQUIPMENT PARTS LIST
DESIGNATION | TAG# | MAKE |  |  | MODEL # |  |  | INFO |  |  | COMMENTS | CONFIRMED AT SITE | AVAILABILTY
TRTER BURNER NORTH |  | PROFIRE |  |  | 2100 |  |  | 1PS21-E0000 |  |  | FIELD REBUILDABLE | MARCH 30,2017
TRTER BURNER SOUTH |  | PROFIRE |  |  | 2100 |  |  | 1PS21-E0000 |  |  | FIELD REBUILDABLE | MARCH 30,2017
FLARE STACK EQUIPMENT PARTS LIST
DESIGNATION | TAG# | MAKE |  |  | MODEL # |  |  | INFO |  |  | COMMENTS | CONFIRMED AT SITE | AVAILABILTY
FLARE
15-20-005-05 W2M STEELMAN NVU[SHUT IN]
ELECTRICAL CRITICAL
MOTOR INFO | MAKE | HP | RPM | FRAME | AMPS | VOLTAGE | TYPE | CAT.#/MOD.# | COMMENTS |  |  | CONFIRMED AT SITE | AVAILABILTY OF REPLACEMENT UNIT
Inj. Pump Motor A | GE | 60 | 1200 | 405T | 70 | 480V/3Phase | TEFC | 5X405QBA6001A |  |  |  | APRIL 20,2017
Inj. Pump Motor B | GE | 75 | 1200 | 405T | 90 | 480V/3Phase | TEFC | 5P405QB8A |  |  |  | APRIL 20,2017
Recycle Pump Motor | TECO | 5 | 1800 | 184T | 6.3 | 480V/3Phase | X/P | FJ085150034 |  |  |  | APRIL 20,2017
VRU Comp. Motor | WEG | 5 | 1800 | 184T | 6 | 480V/3Phase | X/P | BH33354 |  |  |  | APRIL 20,2017
Air. Comp. Motor | TECO | 2 | 1800 | 145T | 3 | 480V/3Phase | X/P | RY0134052007 | UNIT IS BRAND NEW AND SHOULD BE SAVLAGED |  |  | APRIL 20,2017
15-20-005-05 W2M STEELMAN NVU[SHUT IN]
CONTROLLER INFO | MAKE | HP |  |  | AMPS | VOLTAGE | TYPE | CAT.#/MOD.# | BREAKER/FUSE SIZE: | OVERLOAD | COMMENTS | CONFIRMED AT SITE | AVAILABILTY OF REPLACEMENT UNIT
Inj. Pump Starter A | Allen Bradley | N/A | N/A | N/A | N/A | 480V/3Phase | Starter | Contactor # SIE 3RT1056-1A |  | SIE 30-200AMP |  | APRIL 20,2017
Inj. Pump Starter B | N/A | N/A | N/A | N/A | N/A | N/A | N/A | NOT IN USE |  |  |  | APRIL 20,2017
Recycle Pump Starter | PEC0 | N/A | N/A | N/A | 10 | 600V | Starter | Contactor # SIE 3RT1017 |  | SIE 5.5-8AMP |  | APRIL 20,2017
VRU Comp. Starter | PEC1 | N/A | N/A | N/A | 10 | 600V | Starter | Contactor # SIE 3RT1034-1A |  | SIE 5.5-8AMP |  | APRIL 20,2017
Air. Comp. Starter | PEC1 | N/A | N/A | N/A | 10 | 600V | Starter | Contactor # SIE 3RT1017-1A |  | SIE 2.2-3AMP |  | APRIL 20,2017
MAIN DISC. | MAKE |  |  |  | AMPS | VOLTAGE | TYPE | CAT.#/MOD.# | COMMENTS |  |  | CONFIRMED AT SITE | AVAILABILTY OF REPLACEMENT UNIT
DOG HOUSE MCC | SQUARE D | [7 empty] | 16 CELL UNIT |  |  | APRIL 20,2017
TRANSFORMER IN MCC | ? |  |  |  |  | 15KVA | [5 empty] | APRIL 20,2017
TRANSFORMER PANNEL | HAMOND |  |  |  |  | 10KVA |  | QO10 |  |  |  | APRIL 20,2017
INJECTION MCC | ALLEN BRADELY | [7 empty] | 10 CELLS |  |  | APRIL 20,2017
INJECTION TRANSFOR | ? |  |  |  |  | 15KVA | [5 empty] | APRIL 20,2017
ESD AND M.O.V LISTS
ESD DESIGNATION | MAKE |  |  |  | MODEL # |  |  | CONTROL | COMMENTS |  |  | CONFIRMED AT SITE | AVAILABILTY OF REPLACEMENT UNIT
INSTRUMENTATION CRITICAL PARTS LIST
DESIGNATION | QTY. | MAKE |  |  | MODEL # |  |  | INFO |  |  | COMMENTS | CONFIRMED AT SITE | AVAILABILTY OF REPLACEMENT UNIT
TANK LEVEL | 1 | ACUTEC |  |  | ASAD |  |  | CONTROLLER FOR TWO UNITS |  |  |  | APRIL 20,2017
LEAK DET. | 1 | DP HARP |  |  | 530A |  |  | TAG#PIT200 |  |  |  | APRIL 20,2017
H2S/LEL CRITICAL PARTS LIST
DESIGNATION | TAG# | MAKE |  |  | MODEL # |  |  | INFO |  |  | COMMENTS | CONFIRMED AT SITE | AVAILABILTY OF REPLACEMENT UNIT
15-20-005-05 W2M STEELMAN NVU[SHUT IN]
PLC AND RADIOEQUIPMENT PARTS LIST
DESIGNATION | TAG# | MAKE |  |  | MODEL # |  |  | INFO |  |  | COMMENTS | CONFIRMED AT SITE | AVAILABILTY OF REPLACEMENT UNIT
LEAK DET. |  | ALLEN BRADLEY |  |  | PICO 1760-L18BWB-EY |  |  | 24 INPUTS 12 OUTPUTS |  |  |  | APRIL 20,2017
ALARMS |  | PROTALK |  |  | 1290 |  |  | 8ALARMS[2SPARE] |  |  |  | APRIL 20,2017
HEATER AND AIR CONDITION EQUIPMENT PARTS LIST
DESIGNATION | TAG# | MAKE |  |  | MODEL # |  | TYPE | SIZE | COMMENTS |  |  | CONFIRMED AT SITE | AVAILABILTY OF REPLACEMENT UNIT
DOG HOUSE HEAT |  | WALL PAC |  |  | ? |  |  | ? |  |  |  | APRIL 20,2017
DOG HOUSE AC |  | COMPFORT AIR | [5 empty] | 12,00BTU | VERTICAL |  |  | APRIL 20,2017
INJECTION MCC |  | ? |  |  | ? |  | G/P | 240V/1PHASE | CEILING MOUNT |  |  | APRIL 20,2017
VRU CONTROL EQUIPMENT PARTS LIST
DESIGNATION | TAG# | MAKE |  |  | MODEL # |  |  | INFO | COMMENTS |  |  | CONFIRMED AT SITE | AVAILABILTY OF REPLACEMENT UNIT
BYPASS VALVE |  | ASCO |  |  | EF8215G20 |  |  | 1/2INCH |  |  |  | APRIL 20,2017
CONTROL UNIT |  | ? |  |  | ? |  |  |  | PICO CONTROL UNIT MOD#1760-L18AWA-EX |  |  | APRIL 20,2017
PRESSURE TRANS. |  | ? |  |  | ? |  |  |  | ON TOP OF CAT WALK |  |  | APRIL 20,2017
TREATER BURNER CONTROL EQUIPMENT PARTS LIST
DESIGNATION | TAG# | MAKE |  |  | MODEL # |  |  | INFO | COMMENTS |  |  | CONFIRMED AT SITE | AVAILABILTY OF REPLACEMENT UNIT
BURNER CONTROL | TRTER 1 | PROFIRE 2100 |  |  | 1PS21-EC000 | [6 empty] | APRIL 20,2017
TREATER GAS VALVE | TRTER 1 | ASCO |  |  | HV285926002 |  |  |  | THREE OF THESE ON THE UNIT |  |  | APRIL 20,2017
TREATER GAS VALVE | TRTER 1 | ASCO |  |  | EF8230G202 | [6 empty] | APRIL 20,2017
FLARE STACK EQUIPMENT PARTS LIST
DESIGNATION | TAG# | MAKE |  |  | MODEL # |  |  | INFO | COMMENTS |  |  | CONFIRMED AT SITE | AVAILABILTY OF REPLACEMENT UNIT
FLARE |  | PYRAMID |  |  | 120V/BATTERY | [6 empty] | APRIL 20,2017
03-03-005-06 W2M STEELMAN UNIT 4
ELECTRICAL CRITICAL
MOTOR INFO | MAKE | HP | RPM | FRAME | AMPS | VOLTAGE | TYPE | CAT.#/MOD.# | COMMENTS |  |  | CONFIRMED AT SITE | AVAILABILTY OF REPLACEMENT UNIT
Transfer Pump Motor | TECO | 5 | 3490 | 184T | 5.8 | 480V/3Phase | AEHHXU | XH0052 |  |  |  | APRIL 20,2017
Recycle Pump Motor | BALDOR | 1.5 | 1140 | 184T | 2.6 | 480V/3Phase | X/P | N513959 |  |  |  | APRIL 20,2017
CONTROLLER INFO | MAKE | HP |  |  | AMPS | VOLTAGE | TYPE | CAT.#/MOD.# | BREAKER/FUSE SIZE: | OVERLOAD | COMMENTS | CONFIRMED AT SITE | AVAILABILTY OF REPLACEMENT UNIT
Transfer Pump Starter | PEC2 | N/A | N/A | N/A | 50 | 600V | Starter | Contactor # SIE 3RT1036-1A |  | 3RU1136-1JBO |  | APRIL 20,2017
Recycle Pump Starter | PEC0 | N/A | N/A | N/A | 10 | 600V | Starter | Contactor # SIE 3RT1017-1AK61 |  | 3RU1116-1HBO |  | APRIL 20,2017
MAIN DISC. | MAKE |  |  |  | AMPS | VOLTAGE | TYPE | CAT.#/MOD.# | COMMENTS |  |  | CONFIRMED AT SITE | AVAILABILTY OF REPLACEMENT UNIT
MAIN DISC. | SQ D |  |  |  | 200 | 600 | FUSE |  |  |  |  | APRIL 20,2017
MAIN TRANS. | HAMMOND |  |  |  |  | 10KVA |  | QO1OLEKF |  |  |  | APRIL 20,2017
SECOND TRANS. | DELTA |  |  |  |  | 5KVA? | [5 empty] | APRIL 20,2017
03-03-005-06 W2M STEELMAN UNIT 4
ESD AND M.O.V LISTS
ESD DESIGNATION | MAKE |  |  |  | MODEL # |  |  | CONTROL | COMMENTS |  |  | CONFIRMED AT SITE | AVAILABILTY OF REPLACEMENT UNIT
HEADER ESD 1 | INDELAC CONTROL |  |  |  | MH7BF07-30MHT |  |  | 120V UNIT |  |  |  | APRIL 20,2017
HEADER ESD 2 | BETTIS |  |  |  | EM500F-30-07-02-003 |  |  | 120V UNIT |  |  |  | APRIL 20,2017
INSTRUMENTATION CRITICAL PARTS LIST
TANK LEVEL |  | TITAN | [5 empty] | OMRON | TWO TANK UNIT |  |  | APRIL 20,2017
H2S/LEL CRITICAL PARTS LIST
DESIGNATION | TAG# | MAKE |  |  | MODEL # |  |  | INFO | COMMENTS |  |  | CONFIRMED AT SITE | AVAILABILTY OF REPLACEMENT UNIT
H2S |  | GENERAL MONITOR |  |  | MC600 |  |  | SIX CHANNEL | HEADS STILL ON SITE |  |  | APRIL 20,2017
H2S |  | SYNTECH |  |  | ? |  |  | TWO CHANNEL | HEADS STILL ON SITE |  |  | APRIL 20,2017
PLC AND RADIOEQUIPMENT PARTS LIST
DESIGNATION | TAG# | MAKE |  |  | MODEL # |  |  | INFO | COMMENTS |  |  | CONFIRMED AT SITE | AVAILABILTY OF REPLACEMENT UNIT
ALARM SYSTEM |  | PROTALK |  |  | B1290 |  |  | 8 ALARMS (3SPARE) | NOT IN USE |  |  | APRIL 20,2017
UPS |  | EATON |  |  | 5110 | [6 empty] | APRIL 20,2017
HEATER AND AIR CONDITION EQUIPMENT PARTS LIST
DESIGNATION | TAG# | MAKE |  |  | MODEL # |  | TYPE | SIZE | COMMENTS |  |  | CONFIRMED AT SITE | AVAILABILTY OF REPLACEMENT UNIT
DOG HOUSE HEATER |  | STELPRO |  |  | ? |  | G/P | ? | WALL MOUNT UNIT |  |  | APRIL 20,2017
VRU CONTROL EQUIPMENT PARTS LIST
DESIGNATION | TAG# | MAKE |  |  | MODEL # |  |  | INFO | COMMENTS |  |  | CONFIRMED AT SITE | AVAILABILTY OF REPLACEMENT UNIT
TREATER BURNER CONTROL EQUIPMENT PARTS LIST
DESIGNATION | TAG# | MAKE |  |  | MODEL # |  |  | INFO | COMMENTS |  |  | CONFIRMED AT SITE | AVAILABILTY OF REPLACEMENT UNIT
FLARE STACK EQUIPMENT PARTS LIST
DESIGNATION | TAG# | MAKE |  |  | MODEL # |  |  | INFO | COMMENTS |  | COMMENTS | CONFIRMED AT SITE | AVAILABILTY OF REPLACEMENT UNIT
FLARE |  | PYRAMID |  |  | 120V/BATTERY | [6 empty] | APRIL 20,2017
01-06-005-05 W2M STEELMAN UNIT 4
ELECTRICAL CRITICAL
MOTOR INFO | MAKE | HP | RPM | FRAME | AMPS | VOLTAGE | TYPE | CAT.#/MOD.# | COMMENTS |  |  | CONFIRMED AT SITE | AVAILABILTY OF REPLACEMENT UNIT
Inj. Pump Motor 1 | GE | 75 | 1190 | 405T | 89.6 | 480V/3Phase | KS | M9131 |  |  |  | APRIL 20,2017
Inj. Pump Motor 2 | GE | 75 | 1190 | 405T | 89.6 | 480V/3Phase | KS | M9131 |  |  |  | APRIL 20,2017
Inj. Pump Motor 3 | GE | 75 | 1190 | 405T | 89.6 | 480V/3Phase | KS | M9131 |  |  |  | APRIL 20,2017
Air Comp. Motor | MAGNETEK | 5 | 1745 | 184T | 6.5 | 480V/3Phase | SC | 9-391327-00 |  |  |  | APRIL 20,2017
Transfer Pump Motor | BALDOR | 1.5 | 1715 | 184T | 18.4 | 120V/1Phase | X/P | 5KC184CG22813 |  |  |  | APRIL 20,2017
CONTROLLER INFO | MAKE | HP |  |  | AMPS | VOLTAGE | TYPE | CAT.#/MOD.# | BREAKER/FUSE SIZE: | OVERLOAD | COMMENTS | CONFIRMED AT SITE | AVAILABILTY OF REPLACEMENT UNIT
Inj. Pump Starter 1 | PEC4 | N/A | N/A | N/A | 125 | 600V | Starter | Contactor # SIE 3RT1054-6 |  | 3RB2056-1FW2 |  | APRIL 20,2017
Inj. Pump Starter 2 | PEC4 | N/A | N/A | N/A | 125 | 600V | Starter | Contactor # SIE 3RT1054-6 |  | 3RB2056-1FW2 |  | APRIL 20,2017
Inj. Pump Starter 3 |  | N/A | N/A | N/A | 125 | 600V | Starter | Contactor # SIE 3RT1054-6 |  | 3RB2056-1FW2 |  | APRIL 20,2017
Air Comp. Starter | PEC0 | N/A | N/A | N/A | 10 | 600V | Starter | Contactor # SIE 3RT1017-1AK61 |  | 3RU1116-HBO |  | APRIL 20,2017
Transfer Pump Starter | FP | N/A | N/A | N/A | 15 | 120V/1Phase | Breaker | Federal Pioneer: NCO115 |  |  |  | APRIL 20,2017
01-06-005-05 W2M STEELMAN UNIT 4
ELECTRICAL CRITICAL
MAIN DISC. | MAKE |  |  |  | AMPS | VOLTAGE | TYPE | CAT.#/MOD.# | COMMENTS |  |  | CONFIRMED AT SITE | AVAILABILTY OF REPLACEMENT UNIT
MAIN DISC. A | CUTLER HAMMER |  |  |  | 400 | 600 | FUSE |  |  |  |  | APRIL 20,2017
MAIN DISC. B(MCC) | CUTLER HAMMER |  |  |  | 400 | 600 | FUSE |  |  |  |  | APRIL 20,2017
TRANSFORMER | HAMMOND |  |  |  |  | 30KVA |  | NMK030KR |  |  |  | APRIL 20,2017
ESD AND M.O.V LISTS
ESD DESIGNATION | MAKE |  |  |  | MODEL # |  |  | CONTROL | COMMENTS |  |  | CONFIRMED AT SITE | AVAILABILTY OF REPLACEMENT UNIT
INSTRUMENTATION CRITICAL PARTS LIST
DESIGNATION | QTY. | MAKE |  |  | MODEL # |  |  | INFO |  |  | COMMENTS | CONFIRMED AT SITE | AVAILABILTY OF REPLACEMENT UNIT
LEAK DET. SYSTEM | 6 | DP HARP |  |  | 530A |  |  | TAG#101,104,105,106,107,200 |  |  |  | APRIL 20,2017
H2S/LEL CRITICAL PARTS LIST
DESIGNATION | TAG# | MAKE |  |  | MODEL # |  |  | INFO | COMMENTS |  |  | CONFIRMED AT SITE | AVAILABILTY OF REPLACEMENT UNIT
H2S |  | SYNTECH SYSTEM |  |  | ? |  |  | TWO CHANNEL | HEADS ON SITE |  |  | APRIL 20,2017
PLC AND RADIOEQUIPMENT PARTS LIST
DESIGNATION | TAG# | MAKE |  |  | MODEL # |  |  | INFO | COMMENTS |  |  | CONFIRMED AT SITE | AVAILABILTY OF REPLACEMENT UNIT
PLC |  | PYRAMID | [6 empty] | 2-DC INPUT CARD, 2-DC OUT PUT CARD, 1-ANALOG INPUT CARD |  |  | APRIL 20,2017
1-ANALOG OUT PUT CARD, PROCESSOR IS PULLED AND AT CNRL OFFICE
HEATER AND AIR CONDITION EQUIPMENT PARTS LIST
DESIGNATION | TAG# | MAKE |  |  | MODEL # |  | TYPE | SIZE | COMMENTS |  |  | CONFIRMED AT SITE | AVAILABILTY OF REPLACEMENT UNIT
INJECTION BLD. |  | CALORITECH |  |  | GE157CT |  | G/P | 480V/1-3PHASE/15KW |  |  |  | APRIL 20,2017
DOG HOUSE HEATER |  | OUELLET |  |  | OAS15034 |  | G/P | 480V/1-3PHASE/15KW |  |  |  | APRIL 20,2017
DOG HOUSE AC UNIT |  | CLIM |  |  | BG10L |  | G/P | 10,000BTU |  |  |  | APRIL 20,2017
VRU CONTROL EQUIPMENT PARTS LIST
DESIGNATION | TAG# | MAKE |  |  | MODEL # |  |  | INFO | COMMENTS |  |  | CONFIRMED AT SITE | AVAILABILTY OF REPLACEMENT UNIT
TREATER BURNER CONTROL EQUIPMENT PARTS LIST
DESIGNATION | TAG# | MAKE |  |  | MODEL # |  |  | INFO | COMMENTS |  |  | CONFIRMED AT SITE | AVAILABILTY OF REPLACEMENT UNIT
FLARE STACK EQUIPMENT PARTS LIST
DESIGNATION | TAG# | MAKE |  |  | MODEL # |  |  | INFO | COMMENTS |  |  | CONFIRMED AT SITE | AVAILABILTY OF REPLACEMENT UNIT
FLARE |  | PYRAMID |  |  | 120V | [6 empty] | APRIL 20,2017
06-02-005-06 W2M STEELMAN UNIT 4
ELECTRICAL CRITICAL
MOTOR INFO | MAKE | HP | RPM | FRAME | AMPS | VOLTAGE | TYPE | CAT.#/MOD.# | COMMENTS |  |  | CONFIRMED AT SITE | AVAILABILTY OF REPLACEMENT UNIT
Inj. Pump Motor | GE | 75 | 1190 | 405T | 89.6 | 480V/3Phase | KS | 5KS405SAA308C |  |  |  | APRIL 20,2017
Sump Pump Motor | TECO | 1.5 | 1730 | 145T | 2.08 | 480V/3Phase | AEHH-8N | PDH1/504TE2N |  |  |  | APRIL 20,2017
06-02-005-06 W2M STEELMAN UNIT 4
CONTROLLER INFO | MAKE | HP |  |  | AMPS | VOLTAGE | TYPE | CAT.#/MOD.# | BREAKER/FUSE SIZE: | OVERLOAD | COMMENTS | CONFIRMED AT SITE | AVAILABILTY OF REPLACEMENT UNIT
Inj. Pump Starter | CD Cont. | N/A | N/A | N/A | 150 | 600V | Starter | Contactor # TELE LC1 F115 |  | LR1-F105 |  | APRIL 20,2017
Air Comp. Starter | U/N | N/A | N/A | N/A | 30 | 600V | Starter | Contactor # AB A18 |  | AB 193 BSB 60 |  | APRIL 20,2017
Sump Pump Starter | Willett | N/A | N/A | N/A | 15 | 480V/3Phase | Starter | Contactor # SIE 3RT1025-1A |  | SIE 3RU116-1DBO |  | APRIL 20,2017
MAIN DISC. | MAKE |  |  |  | AMPS | VOLTAGE | TYPE | CAT.#/MOD.# | COMMENTS |  |  | CONFIRMED AT SITE | AVAILABILTY OF REPLACEMENT UNIT
MAIN | SQUARE D |  |  |  | 200 | 600 | FUSE |  |  |  |  | APRIL 20,2017
TRANSFORMER | PIONEER |  |  |  |  | 7.5KVA |  |  | CEILING MOUNT UNIT OLD |  |  | APRIL 20,2017
ESD AND M.O.V LISTS
ESD DESIGNATION | MAKE |  |  |  | MODEL # |  |  | CONTROL | COMMENTS |  |  | CONFIRMED AT SITE | AVAILABILTY OF REPLACEMENT UNIT
INSTRUMENTATION CRITICAL PARTS LIST
DESIGNATION | QTY. | MAKE |  |  | MODEL # |  |  | INFO |  |  | COMMENTS | CONFIRMED AT SITE | AVAILABILTY OF REPLACEMENT UNIT
LEAK DET. SYSTEM | 7 | DP HARP |  |  | 530A |  |  | TAG# PT200,108,107,105,103,102,101,100 |  |  |  | APRIL 20,2017
TANK LEVEL | 2 | DP HARP |  |  | 110A |  |  | TAG#LT300,301 |  |  |  | APRIL 20,2017
H2S/LEL CRITICAL PARTS LIST
DESIGNATION | TAG# | MAKE |  |  | MODEL # |  |  | INFO | COMMENTS |  |  | CONFIRMED AT SITE | AVAILABILTY OF REPLACEMENT UNIT
H2S |  | SYNTECH SYSTEM |  |  | ? |  |  | TWO CHANNEL | NO HEADS ON SITE |  |  | APRIL 20,2017
PLC AND RADIOEQUIPMENT PARTS LIST
DESIGNATION | TAG# | MAKE |  |  | MODEL # |  |  | INFO | COMMENTS |  |  | CONFIRMED AT SITE | AVAILABILTY OF REPLACEMENT UNIT
PLC |  | PYRAMID | [6 empty] | 1-DC INPUT CARD, 1-DC OUT PUT CARD, 1-ANALOG INPUT CARD |  |  | APRIL 20,2017
1-ANALOG OUT PUT CARD, PROCESSOR IS PULLED AND AT CNRL OFFICE
HEATER AND AIR CONDITION EQUIPMENT PARTS LIST
DESIGNATION | TAG# | MAKE |  |  | MODEL # |  | TYPE | SIZE | COMMENTS |  |  | CONFIRMED AT SITE | AVAILABILTY OF REPLACEMENT UNIT
DOG HOUSE HEATER |  | STELPRO |  |  | ? |  | G/P | ? | CEILING MOUNT |  |  | APRIL 20,2017
VRU CONTROL EQUIPMENT PARTS LIST
DESIGNATION | TAG# | MAKE |  |  | MODEL # |  |  | INFO | COMMENTS |  |  | CONFIRMED AT SITE | AVAILABILTY OF REPLACEMENT UNIT
TREATER BURNER CONTROL EQUIPMENT PARTS LIST
DESIGNATION | TAG# | MAKE |  |  | MODEL # |  |  | INFO | COMMENTS |  |  | CONFIRMED AT SITE | AVAILABILTY OF REPLACEMENT UNIT
FLARE STACK EQUIPMENT PARTS LIST
DESIGNATION | TAG# | MAKE |  |  | MODEL # |  |  | INFO | COMMENTS |  |  | CONFIRMED AT SITE | AVAILABILTY OF REPLACEMENT UNIT
FLARE |  | PYRAMID |  |  | 120V/BATTERY | [6 empty] | APRIL 20,2017
07-31-004-05 W2M STEELMAN UNIT 4
ELECTRICAL CRITICAL
MOTOR INFO | MAKE | HP | RPM | FRAME | AMPS | VOLTAGE | TYPE | CAT.#/MOD.# | COMMENTS |  |  | CONFIRMED AT SITE | AVAILABILTY OF REPLACEMENT UNIT
Transfer Pump Motor | TECO | 10 | 3515 | 215T | 12 | 480V/3Phase | AEHHXU | XHO102 |  |  |  | APRIL 20,2017
Recycle Pump Motor | TECO | 2 | 1165 | 184T | 3.07 | 480V/3Phase | AEHHXU | XH0026 |  |  |  | APRIL 20,2017
07-31-004-05 W2M STEELMAN UNIT 4
ELECTRICAL CRITICAL
MOTOR INFO | MAKE | HP | RPM | FRAME | AMPS | VOLTAGE | TYPE | CAT.#/MOD.# | COMMENTS |  |  | CONFIRMED AT SITE | AVAILABILTY OF REPLACEMENT UNIT
VRU Comp. Motor | WEG | 5 | 1745 | 184T | 6.48 | 480V/3Phase | EXT | HX005404P |  |  |  | APRIL 20,2017
CONTROLLER INFO | MAKE | HP |  |  | AMPS | VOLTAGE | TYPE | CAT.#/MOD.# | BREAKER/FUSE SIZE: | OVERLOAD | COMMENTS | CONFIRMED AT SITE | AVAILABILTY OF REPLACEMENT UNIT
Transfer Pump Starter | Willett | N/A | N/A | N/A | 30 | 600V | Starter | Contactor # SIE 3RTF34 |  | SIE 3UA55 |  | APRIL 20,2017
Recycle Pump Starter | GE | N/A | N/A | N/A | 10 | 600V | Starter | Contactor # SIE 3RT1017-1AK61 |  | SIE 3RU1116-EBO |  | APRIL 20,2017
VRU Comp. Starter | PEC1 | N/A | N/A | N/A | 25 | 600V | Starter | Contactor # SIE 3RT1034-1A |  | SIE 3UX1421 |  | APRIL 20,2017
MAIN DISC. | MAKE |  |  |  | AMPS | VOLTAGE | TYPE | CAT.#/MOD.# | COMMENTS |  |  | CONFIRMED AT SITE | AVAILABILTY OF REPLACEMENT UNIT
MAIN | SQUARE D |  |  |  | 100 | 600 | FUSE |  |  |  |  | APRIL 20,2017
TRANSFORMER | ? |  |  |  |  | 5KVA? | [5 empty] | APRIL 20,2017
ESD AND M.O.V LISTS
ESD DESIGNATION | MAKE |  |  |  | MODEL # |  |  | CONTROL | COMMENTS |  |  | CONFIRMED AT SITE | AVAILABILTY OF REPLACEMENT UNIT
INSTRUMENTATION CRITICAL PARTS LIST
DESIGNATION | QTY. | MAKE |  |  | MODEL # |  |  | INFO |  |  | COMMENTS | CONFIRMED AT SITE | AVAILABILTY OF REPLACEMENT UNIT
H2S/LEL CRITICAL PARTS LIST
DESIGNATION | TAG# | MAKE |  |  | MODEL # |  |  | INFO | COMMENTS |  |  | CONFIRMED AT SITE | AVAILABILTY OF REPLACEMENT UNIT
H2S |  | GENERAL MONITOR |  |  | DT 220 |  |  | TWO CHANNEL | NO HEADS ON SITE |  |  | APRIL 20,2017
PLC AND RADIOEQUIPMENT PARTS LIST
DESIGNATION | TAG# | MAKE |  |  | MODEL # |  |  | INFO | COMMENTS |  |  | CONFIRMED AT SITE | AVAILABILTY OF REPLACEMENT UNIT
ALARM SYSTEM |  | PROTALK |  |  | B1290 |  |  | 8ALARMS(0SPARE) |  |  |  | APRIL 20,2017
RADIO |  | KENWOOD |  |  | OLD STYLE |  |  | CHANNEL 1 |  |  |  | APRIL 20,2017
HEATER AND AIR CONDITION EQUIPMENT PARTS LIST
DESIGNATION | TAG# | MAKE |  |  | MODEL # |  | TYPE | SIZE | COMMENTS |  |  | CONFIRMED AT SITE | AVAILABILTY OF REPLACEMENT UNIT
DOGN HOUSE HEATER |  | ? |  |  | ? |  | G/P | FOOT BASE BOARD |  |  |  | APRIL 20,2017
VRU CONTROL EQUIPMENT PARTS LIST
DESIGNATION | TAG# | MAKE |  |  | MODEL # |  |  | INFO | COMMENTS |  |  | CONFIRMED AT SITE | AVAILABILTY OF REPLACEMENT UNIT
CONTROL UNIT |  | ? |  |  | ? |  |  |  | PICO CONTROL UNIT MOD#1760-L18AWA-EX |  |  | APRIL 20,2017
BYPASS VALVE |  | BETTIES |  |  | EM-320F-04-E7-02-003 |  |  | 3/4 INCH |  |  |  | APRIL 20,2017
TREATER BURNER CONTROL EQUIPMENT PARTS LIST
DESIGNATION | TAG# | MAKE |  |  | MODEL # |  |  | INFO | COMMENTS |  |  | CONFIRMED AT SITE | AVAILABILTY OF REPLACEMENT UNIT
BURNER CONTROL | TREATER 1 | PROFIRE 2100 |  |  | 1PS21-EC000 | [6 empty] | APRIL 20,2017
TREATER GAS VALVE | TREATER 1 | ASCO |  |  | HV285926002 |  |  |  | THREE OF THESE ON THE UNIT |  |  | APRIL 20,2017
FLARE STACK EQUIPMENT PARTS LIST
DESIGNATION | TAG# | MAKE |  |  | MODEL # |  |  | INFO | COMMENTS |  |  | CONFIRMED AT SITE | AVAILABILTY OF REPLACEMENT UNIT
FLARE |  | PYRAMID |  |  | 120V/BATTERY | [6 empty] | APRIL 20,2017
09-27-004-05 W2M STEELMAN UNIT 4
ELECTRICAL CRITICAL
MOTOR INFO | MAKE | HP | RPM | FRAME | AMPS | VOLTAGE | TYPE | CAT.#/MOD.# | COMMENTS |  |  | CONFIRMED AT SITE | AVAILABILTY
VRU Comp. Motor | WEG | 5 | 1745 | 184T | 6.48 | 480V/3Phase | EXT | HX005404P |  |  |  | APRIL 20,2017 | IN STOCK ESTEVAN
Transfer Pump Motor | TECO | 10 | 3515 | 215T | 12 | 480V/3Phase | AEHHXU | XH0102 |  |  |  | APRIL 20,2017 | IN STOCK ESTEVAN
Recycle Pump Motor | BALDOR | 1.5 | 1140 | 184T | 2.6 | 480V/3Phase | X/P | 36N08-110 |  |  |  | APRIL 20,2017 | IN STOCK ESTEVAN
CONTROLLER INFO | MAKE | HP |  |  | AMPS | VOLTAGE | TYPE | CAT.#/MOD.# | BREAKER/FUSE SIZE: | OVERLOAD | COMMENTS | CONFIRMED AT SITE | AVAILABILTY
VRU Comp. Starter | PEC1 | N/A | N/A | N/A | 25 | 600V | Starter | Contactor # SIE 3RT1034-1A |  | SIE 3UA55 |  | APRIL 20,2017 | IN STOCK ESTEVAN
Transfer Pump Motor | PEC2 | N/A | N/A | N/A | 50 | 600V | Starter | Contactor # SIE 3RT1036-1A |  | SIE 3RU1136-4BBO |  | APRIL 20,2017 | IN STOCK ESTEVAN
Recycle Pump Motor | Willett | N/A | N/A | N/A | 15 | 600V | Starter | Contactor # CH CE15BN3 |  | 3UA50 |  | APRIL 20,2017 | IN STOCK ESTEVAN
MAIN DISC. | MAKE |  |  |  | AMPS | VOLTAGE | TYPE | CAT.#/MOD.# | COMMENTS |  |  | CONFIRMED AT SITE | AVAILABILTY
MAIN | JR STEPHENSON |  |  |  | 125 |  | BREAKER |  |  |  |  | APRIL 20,2017 | IN STOCK ESTEVAN
TRANSFORMER | ? |  |  |  |  | 10KVA |  | QX7P |  |  |  | APRIL 20,2017 | IN STOCK ESTEVAN
ESD AND M.O.V LISTS
ESD DESIGNATION | MAKE |  |  |  | MODEL # |  |  | CONTROL | COMMENTS |  |  | CONFIRMED AT SITE | AVAILABILTY
INSTRUMENTATION CRITICAL PARTS LIST
DESIGNATION | QTY. | MAKE |  |  | MODEL # |  |  | INFO |  |  | COMMENTS | CONFIRMED AT SITE | AVAILABILTY
TANK LEVEL CONTROL |  | TITAN OMRON | [5 empty] | TWO TANK |  |  |  | APRIL 20,2017 | IN STOCK ESTEVAN
H2S/LEL CRITICAL PARTS LIST
DESIGNATION | TAG# | MAKE |  |  | MODEL # |  |  | INFO | COMMENTS |  |  | CONFIRMED AT SITE | AVAILABILTY
H2S |  | GENERAL MONITORS |  |  | DT 220 |  |  | TWO CHANNEL |  |  |  | APRIL 20,2017 | OBSOLETE
PLC AND RADIOEQUIPMENT PARTS LIST
DESIGNATION | TAG# | MAKE |  |  | MODEL # |  |  | INFO | COMMENTS |  |  | CONFIRMED AT SITE | AVAILABILTY
ALARMS |  | PROTALK |  |  | B1290 |  |  |  | 8 ALARMS (3SPARE) |  |  | APRIL 20,2017 | IN STOCK ESTEVAN
RADIO |  | KENWOOD | [6 empty] | CHANNEL ONE |  |  | APRIL 20,2017 | IN STOCK ESTEVAN
HEATER AND AIR CONDITION EQUIPMENT PARTS LIST
DESIGNATION | TAG# | MAKE |  |  | MODEL # |  | TYPE | SIZE | COMMENTS |  |  | CONFIRMED AT SITE | AVAILABILTY
DOG HOUSE HEATER |  | ? |  |  | ? |  | 240V/1PH | 5 FOOT BASE BOARDS |  |  |  | APRIL 20,2017 | IN STOCK ESTEVAN
VRU CONTROL EQUIPMENT PARTS LIST
DESIGNATION | TAG# | MAKE |  |  | MODEL # |  |  | INFO | COMMENTS |  |  | CONFIRMED AT SITE | AVAILABILTY
BYPASS VALVE |  | ASCO |  |  | EF8215G20 |  |  | 1/2INCH |  |  |  | APRIL 20,2017 | IN STOCK ESTEVAN
CONTROL UNIT |  | ? |  |  | ? |  |  |  | PICO CONTROL UNIT MOD#1760-L18AWA-EX |  |  | APRIL 20,2017 | IN STOCK ESTEVAN
PRESSURE TRANS. |  | ? |  |  | ? |  |  |  | ON TOP OF CAT WALK |  |  | APRIL 20,2017 | IN STOCK ESTEVAN
09-27-004-05 W2M STEELMAN UNIT 4
TREATER BURNER CONTROL EQUIPMENT PARTS LIST
DESIGNATION | TAG# | MAKE |  |  | MODEL # |  |  | INFO | COMMENTS |  |  | CONFIRMED AT SITE | AVAILABILTY OF REPLACEMENT UNIT
BURNER CONTROL | TRTER 1 | PROFIRE 2100 |  |  | 1PS21-EC000 | [6 empty] | APRIL 20,2017
TREATER GAS VALVE | TRTER 1 | ASCO |  |  | HV285926002 |  |  |  | THREE OF THESE ON THE UNIT |  |  | APRIL 20,2017
TREATER GAS VALVE | TRTER 1 | ASCO |  |  | EF8230G202 | [6 empty] | APRIL 20,2017
BURNER CONTROL | TRTER 2 | PROFIRE 2100 |  |  | 1PS21-EC000 | [6 empty] | APRIL 20,2017
TREATER GAS VALVE | TRTER 2 | ASCO |  |  | HV285926002 |  |  |  | THREE OF THESE ON THE UNIT |  |  | APRIL 20,2017
TREATER GAS VALVE | TRTER 2 | ASCO |  |  | EF8230G202 | [6 empty] | APRIL 20,2017
FLARE STACK EQUIPMENT PARTS LIST
DESIGNATION | TAG# | MAKE |  |  | MODEL # |  |  | INFO | COMMENTS |  |  | CONFIRMED AT SITE | AVAILABILTY OF REPLACEMENT UNIT
FLARE |  | PYRAMID |  |  | 120V/BATTERY | [6 empty] | APRIL 20,2017
11-26-004-05 W2M STEELMAN UNIT 4
ELECTRICAL CRITICAL
MOTOR INFO | MAKE | HP | RPM | FRAME | AMPS | VOLTAGE | TYPE | CAT.#/MOD.# | COMMENTS |  |  | CONFIRMED AT SITE | AVAILABILTY
Inj. Pump Motor 1 | XSD | 100 | 1800 | 444T | 116 | 480V/3Phase | TEFC | M9133 |  |  |  | APRIL 20,2017
Inj. Pump Motor 2 | XSD | 100 | 1800 | 444T | 116 | 480V/3Phase | TEFC | M9133 |  |  |  | APRIL 20,2017
Air Comp. Motor | MegnaTech | 5 | 1200 | 184T | 17 | 480V/3Phase | TEFC | T250 |  |  |  | APRIL 20,2017 | IN STOCK ESTEVAN
Sump Pump Motor | EPACT | 1 | 1200 | 143T | 3.5 | 480V/3Phase | TEFC | N/A |  |  |  | APRIL 20,2017 | IN STOCK ESTEVAN
CONTROLLER INFO | MAKE | HP |  |  | AMPS | VOLTAGE | TYPE | CAT.#/MOD.# | BREAKER/FUSE SIZE: | OVERLOAD | COMMENTS | CONFIRMED AT SITE | AVAILABILTY
Inj. Pump Starter 1 | PEC4 | N/A | N/A | N/A | 150 | 480V/3Phase | Starter | Contactor # SIE 3RT1055-6 |  | SIE 3RV1056-1FW0 |  | APRIL 20,2017 | IN STOCK ESTEVAN
Inj. Pump Starter 2 | PEC4 | N/A | N/A | N/A | 150 | 480V/3Phase | Starter | Contactor # SIE 3RT1055-6 |  | SIE 3RV1056-1FW0 |  | APRIL 20,2017 | IN STOCK ESTEVAN
Air Comp. Starter | Allen Bradley | N/A | N/A | N/A | 15 | 600V | Starter | Contactor # TELE LC1DZ510 |  | SIE 3RU1136-1HBO |  | APRIL 20,2017 | IN STOCK ESTEVAN
Sump Pump Starter | Allen Bradley | N/A | N/A | N/A | 25 | 600V | Starter | Contactor # Allen Bradley A24 |  | AB 4-6AMP |  | APRIL 20,2017 | IN STOCK ESTEVAN
MAIN DISC. | MAKE |  |  |  | AMPS | VOLTAGE | TYPE | CAT.#/MOD.# | COMMENTS |  |  | CONFIRMED AT SITE | AVAILABILTY
MAIN | CUTLER HAMMER |  |  |  | 400 | 600 | FUSE |  |  |  |  | APRIL 20,2017
TRANSFORMER | HAMMOND |  |  |  |  | 10KVA |  | C1F010LE5 |  |  |  | APRIL 20,2017 | IN STOCK ESTEVAN
ESD AND M.O.V LISTS
ESD DESIGNATION | MAKE |  |  |  | MODEL # |  |  | CONTROL | COMMENTS |  |  | CONFIRMED AT SITE | AVAILABILTY
INSTRUMENTATION CRITICAL PARTS LIST
DESIGNATION | QTY. | MAKE |  |  | MODEL # |  |  | INFO |  |  | COMMENTS | CONFIRMED AT SITE | AVAILABILTY
LEAK DET.[A] | 3 | ROSEMOUNT |  |  | 2088G4S22A1M5B4C6 |  |  | PT10,11,12 |  |  |  | APRIL 20,2017 | IN STOCK ESTEVAN
LEAK DET.[B] | 1010108 | DP HARP |  |  | EJA 530A |  |  | PT100,101,103,104,105 |  |  |  | APRIL 20,2017 | IN STOCK ESTEVAN
TANK LEVEL CONTROL | 2 | DP HARP |  |  | EJA 110A | [6 empty] | APRIL 20,2017 | IN STOCK ESTEVAN
H2S/LEL CRITICAL PARTS LIST
DESIGNATION | TAG# | MAKE |  |  | MODEL # |  |  | INFO | COMMENTS |  |  | CONFIRMED AT SITE | AVAILABILTY
H2S |  | SYNTECH(GM) |  |  | ? |  |  | 2 CHANNEL |  |  |  | APRIL 20,2017
11-26-004-05 W2M STEELMAN UNIT 4
ELECTRICAL CRITICAL
PLC AND RADIOEQUIPMENT PARTS LIST
DESIGNATION | TAG# | MAKE |  |  | MODEL # |  |  | INFO | COMMENTS |  |  | CONFIRMED AT SITE | AVAILABILTY
PYRAMID |  | COMPACT LOGIX |  |  | L32E |  |  |  | 1-ANALOG INPUT 1-ANALOG OUTPUT 1-DIGITAL INPUT 1-DIGITAL OUTPUT |  |  | APRIL 20,2017 | IN STOCK ESTEVAN
ALARMS |  | PROTALK LINK |  |  | M1/T1/W3 |  |  | RADIO AND CELL CALLOUT | 16 ALARMS(4SPARE) |  |  | APRIL 20,2017 | IN STOCK ESTEVAN
RADIO |  | KENWOOD | [6 empty] | SET ON CHANNEL ONE |  |  | APRIL 20,2017 | IN STOCK ESTEVAN
UPS |  | APC |  |  | PRO1500 | [6 empty] | APRIL 20,2017 | IN STOCK ESTEVAN
H.M.I |  | HP ELITE DESK |  |  | G5R530T#ABA |  |  | S/N#2UA4341HP2 |  |  |  | APRIL 20,2017 | IN STOCK ESTEVAN
COMM UNIT |  | SCHNIEDER |  |  | TRIO JR900 | [6 empty] | APRIL 20,2017
HEATER AND AIR CONDITION EQUIPMENT PARTS LIST
DESIGNATION | TAG# | MAKE |  |  | MODEL # |  | TYPE | SIZE | COMMENTS |  |  | CONFIRMED AT SITE | AVAILABILTY
INJ. BLD NORTH |  | OUELLET |  |  | OAS15034 |  | G/P | 480V/3PHASE/1500W |  |  |  | APRIL 20,2017 | IN STOCK ESTEVAN
INJ. BLD SOUTH |  | OUELLET |  |  | OAS15034 |  | G/P | 480V/3PHASE/1500W |  |  |  | APRIL 20,2017 | IN STOCK ESTEVAN
DOG HOUSE |  | ? |  |  | ? |  | G/P | 240V/1PHASE | CEILING MOUNT |  |  | APRIL 20,2017 | IN STOCK ESTEVAN
DOG HOUSE A/C |  | ECO AIR |  |  | ? |  | G/P | 120V/1PHASE | PORTABLE |  |  | APRIL 20,2017 | IN STOCK ESTEVAN
TREATER BURNER CONTROL EQUIPMENT PARTS LIST
DESIGNATION | TAG# | MAKE |  |  | MODEL # |  |  | INFO | COMMENTS |  |  | CONFIRMED AT SITE | AVAILABILTY
11-26-004-05 W2M STEELMAN UNIT 4
FLARE STACK EQUIPMENT PARTS LIST
DESIGNATION | TAG# | MAKE |  |  | MODEL # |  |  | INFO | COMMENTS |  |  | CONFIRMED AT SITE | AVAILABILTY
FLARE |  | PYRAMID |  |  | 120V/BATTERY | [6 empty] | APRIL 20,2017 | IN STOCK ESTEVAN
02-02-006-03 W2M WILLMAR
ELECTRICAL CRITICAL
DESIGNATION
MOTOR INFO | MAKE | HP | RPM | FRAME | AMPS | VOLTAGE | TYPE | CAT.#/MOD.# | COMMENTS |  |  | CONFIRMED AT SITE | AVAILABILTY OF REPLACEMENT UNIT
VRU Air Comp. Motor | TECO | 2 | 1740 | 145T | 2.78 | 480V/3Phase | 4EHHXU | XP0024 |  |  |  | APRIL 3,2017 | IN STOCK ESTEVAN
VRU Comp. Motor KM500 | WEG | 5 | 1745 | 184T | 6.48 | 480V/3Phase | EXT | HX005404P |  |  |  | APRIL 3,2017 | IN STOCK ESTEVAN
Water Inj. Pump Motor 500A | WH | 100 | 1770 | 405T | 113 | 480V/3Phase | TEFC | S10004TXT4 |  |  |  | APRIL 3,2017
Water Inj. Pump Motor 500B | WH | 100 | 1770 | 405T | 113 | 480V/3Phase | TEFC | S10004TXT4 |  |  |  | APRIL 3,2017
Charge Pump Motor | TECO | 10 | 3470 | 215T | 12 | 480V/3Phase | TEXP | S01002TXT4 |  |  |  | APRIL 3,2017 | IN STOCK ESTEVAN
Treater Recycle Pump Motor | Toshiba | 2 | 1730 | 145T | 3 | 480V/3Phase | IK | V0024YLF2AS02 |  |  |  | APRIL 3,2017 | IN STOCK ESTEVAN
Sump Pump | BALDOR | 1 | 1725 | U/N | 15 | 120V/1Phase | XETP | XXA6C17XB20J P |  |  |  | APRIL 3,2017 | IN STOCK ESTEVAN
Treater Air Comp. Motor | TECO | 2 | 1740 | 145T | 2.78 | 480V/3Phase | AEHHXU | XP0024 |  |  |  | APRIL 3,2017 | IN STOCK ESTEVAN
CONTROLLER INFO | MAKE | HP |  |  | AMPS | VOLTAGE | TYPE | CAT.#/MOD.# | BREAKER/FUSE SIZE: | OVERLOAD | COMMENTS | CONFIRMED AT SITE | AVAILABILTY OF REPLACEMENT UNIT
VRU Air Comp. Starter | PEC0 | N/A | N/A | N/A | 10 | 480V/3Phase | Starter | Contactor # SIE 3RT1017-1AK61 | 10AMP | SIE 3RU1116-1HBO | FIELD REBUILDABLE | APRIL 3,2017 | IN STOCK ESTEVAN
VRU Comp. Starter KM500 | PEC1 | N/A | N/A | N/A | 10 | 480V/3Phase | Starter | Contactor # SIE 3RT1034-1A | 10AMP | SIE 3UA55 00-1J | FIELD REBUILDABLE | APRIL 3,2017 | IN STOCK ESTEVAN
Water Inj. Pump VFD 500A | Allen Bradely | 100 | N/A | N/A | 200 | 480V/3Phase | VFD | 20F1A NZ 125 AAONNNNN Fuse Type:LPJ-200ST | 200AMP |  |  | APRIL 3,2017
02-02-006-03 W2M WILLMAR
ELECTRICAL CRITICAL
Water Inj. Pump VFD 500B | Allen Bradely | 100 | N/A | N/A | 200 | 480V/3Phase | VFD | 20F1A NZ 125 AAONNNNN Fuse Type:LPJ-200ST | 200AMP |  |  | APRIL 3,2017
Charge Pump Starter | PEC2 | N/A | N/A | N/A | 50 | 480V/3Phase | Starter | Contactor # SIE 3RT1036-1A | 50AMP | SIE 3RU2036-1UBO | FIELD REBUILDABLE | APRIL 3,2017 | IN STOCK ESTEVAN
Treater Recycle Pump Starter | PEC0 | N/A | N/A | N/A | 10 | 480V/3Phase | Starter | Contactor # SIE 3RT1017-1AK61 | 10AMP | SIE 3RU1116-1EBO | FIELD REBUILDABLE | APRIL 3,2017 | IN STOCK ESTEVAN
Sump Pump Starter | CH | N/A | N/A | N/A | 15 | 120V/1Phase | Breaker | BAB115 CutlerHammer | 15AMP |  | FIELD REBUILDABLE | APRIL 3,2017 | IN STOCK ESTEVAN
Treater Air Comp. Starter | CD Cont. | 5 | N/A | N/A | 30 | 480V/3Phase | Starter | Allen Bradley Contactor # 100-C16*10 B | 30AMP | Allen Bradley 193-EECB | FIELD REBUILDABLE | APRIL 3,2017 | IN STOCK ESTEVAN
MAIN DISCONNECT INFO | MAKE |  |  |  | AMPS | VOLTAGE | TYPE | CAT.#/MOD.# |  |  | COMMENTS | CONFIRMED AT SITE | AVAILABILTY OF REPLACEMENT UNIT
Main Disc. Connect | CUTLER HAMMER |  |  |  | 400 | 600 | FUSE |  |  |  |  | APRIL 3,2017
ESD LISTS
ESD DESIGNATION | MAKE |  |  |  | MODEL # | [5 empty] | COMMENTS | CONFIRMED AT SITE | AVAILABILTY OF REPLACEMENT UNIT
MAIN |  |  |  |  | CVS210SR12 |  |  | 80427 |  |  |  | APRIL 3,2017
INSTRUMENTATION CRITICAL SPARE PARTS LIST
DESIGNATION | QTY. | MAKE |  |  | MODEL # |  |  | INFO |  |  | COMMENTS | CONFIRMED AT SITE | AVAILABILTY OF REPLACEMENT UNIT
LEAK DETECTION | 3 | FOXBORROW | [8 empty] | FIELD REBUILDABLE | APRIL 3,2017 | IN STOCK ESTEVAN
OIL TANK LEVEL CONT | 4 | ACUTEC |  |  | DIU70 INDUMORT |  |  | WITH ROSEMOUNT PRESS.TRANS #205CD3A02A1AS5K6 |  |  | FIELD REBUILDABLE | APRIL 3,2017 | IN STOCK ESTEVAN
WATER TANK | 2
H2S/LEL CRITICAL SPARE PARTS LIST
DESIGNATION | QTY. | MAKE |  |  | MODEL # |  |  | INFO |  |  | COMMENTS | CONFIRMED AT SITE | AVAILABILTY OF REPLACEMENT UNIT
H2S AT INJECTION | 2 | NET SAFETY |  |  | MLP-A-ST1200 | [5 empty] | FIELD REBUILDABLE | APRIL 3,2017 | IN STOCK ESTEVAN
H2S AT TREATER | 2 | NET SAFETY |  |  | MLP-A-ST1200 | [5 empty] | FIELD REBUILDABLE | APRIL 3,2017 | IN STOCK ESTEVAN
H2S AT VRU | 2 | NET SAFETY |  |  | MLP-A-ST1200 | [5 empty] | FIELD REBUILDABLE | APRIL 3,2017 | IN STOCK ESTEVAN
DESIGNATION | TAG# | MAKE |  |  | MODEL # |  |  | INFO |  |  | COMMENTS | CONFIRMED AT SITE | AVAILABILTY OF REPLACEMENT UNIT
RADIO |  | KENWOOD |  |  | NEW STYLE |  |  | CHANNEL TWO |  |  | FIELD REBUILDABLE | APRIL 3,2017 | IN STOCK ESTEVAN
ALARM |  | PROTALK |  |  | 1290(TWO EXPANDERS) |  |  | 24 ALARMS(1 SPARE) |  |  | FIELD REBUILDABLE | APRIL 3,2017 | IN STOCK ESTEVAN
PLC UPS |  | HAYLEY |  |  | CCE24A30R19H17 | [6 empty] | APRIL 3,2017
PLC |  | ALLEN BRADLEY |  |  | MICROLOGIC L32E |  |  | 3-DIGITAL INPUT CARDS | 3-ANALOG INPUT CARDS |  |  | APRIL 3,2017 | IN STOCK ESTEVAN
[8 empty] | 3-DIGITAL OUT PUT CARDS | 1-ANALOG OUTPUT CARD
H.M.I COMPUTER |  | THINK STATION |  |  | PC16065 | [6 empty] | APRIL 3,2017 | IN STOCK ESTEVAN
H.M.I UPS |  | APC |  |  | PRO1500 | [6 empty] | APRIL 3,2017 | IN STOCK ESTEVAN
02-02-006-03 W2M WILLMAR
PLC AND RADIO EQUIPMENT PARTS LIST
HEATER AND AIR CONDITION EQUIPMENT PARTS LIST
DESIGNATION | TAG# | MAKE |  |  | MODEL # |  | TYPE | SIZE |  |  | COMMENTS | CONFIRMED AT SITE | AVAILABILTY OF REPLACEMENT UNIT
VRU HEATER |  | ROUGHNECK |  |  |  |  | FX5 | 10KW |  |  |  | APRIL 3,2017 | IN STOCK ESTEVAN
TREATER HEATER |  | ROUGHNECK |  |  |  |  | FX5 | 10KW |  |  |  | APRIL 3,2017 | IN STOCK ESTEVAN
MCC HEATER |  | OUELLET | [9 empty] | APRIL 3,2017 | IN STOCK ESTEVAN
MCC AC UNIT |  | FEDDERS |  |  | HORIZONTAL |  |  | 10,000BTU |  |  |  | APRIL 3,2017 | IN STOCK ESTEVAN
INJECTION BUILDING | EAST | ROUGHNECK |  |  |  |  | FX5 | 15KW |  |  |  | APRIL 3,2017 | IN STOCK ESTEVAN
INJECTION BUILDING | WEST | ROUGHNECK |  |  |  |  | FX5 | 15KW |  |  |  | APRIL 3,2017 | IN STOCK ESTEVAN
VRU CONTROL EQUIPMENT PARTS LIST
DESIGNATION | TAG# | MAKE |  |  | MODEL # |  |  | INFO |  |  | COMMENTS | CONFIRMED AT SITE | AVAILABILTY OF REPLACEMENT UNIT
VRU BYPASS |  | BETTIS |  |  | EM 320F-10-E7-02-003 | [6 empty] | APRIL 3,2017 | IN STOCK ESTEVAN
TREATER BURNER CONTROL EQUIPMENT PARTS LIST
DESIGNATION | TAG# | MAKE |  |  | MODEL # |  |  | INFO |  |  | COMMENTS | CONFIRMED AT SITE | AVAILABILTY OF REPLACEMENT UNIT
TREATER BURNER NORTH |  | PROFIRE |  |  | 2100 |  |  | 1PS21-E0000 |  |  | FIELD REBUILDABLE | APRIL 3,2017 | IN STOCK ESTEVAN
TREATER BURNER SOUTH |  | PROFIRE |  |  | 2100 |  |  | 1PS21-E0000 |  |  | FIELD REBUILDABLE | APRIL 3,2017 | IN STOCK ESTEVAN
FLARE STACK EQUIPMENT PARTS LIST
DESIGNATION | TAG# | MAKE |  |  | MODEL # |  |  | INFO |  |  | COMMENTS | CONFIRMED AT SITE | AVAILABILTY OF REPLACEMENT UNIT
FLARE |  | MATRONIC |  |  | 120V | [6 empty] | APRIL 3,2017
11-27-004-05 W2M STEELMAN UNIT 4
ELECTRICAL CRITICAL
MAIN DISC. | MAKE |  |  |  | AMPS | VOLTAGE | TYPE | CAT.#/MOD.# | COMMENTS |  |  | CONFIRMED AT SITE | AVAILABILTY OF REPLACEMENT UNIT
MAIN | SQUARE D |  |  |  | 100 | 600 | FUSE |  |  |  |  | APRIL 20,2017 | IN STOCK ESTEVAN
TRANSFORMER | DELTA |  |  |  |  | 10KVA |  | CD5C0010RKA6XXLD |  |  |  | APRIL 20,2017 | IN STOCK ESTEVAN
ESD AND M.O.V LISTS
DESIGNATION | MAKE |  |  |  | MODEL # |  |  | CONTROL | COMMENTS |  |  | CONFIRMED AT SITE | AVAILABILTY OF REPLACEMENT UNIT
INSTRUMENTATION CRITICAL PARTS LIST
DESIGNATION | QTY. | MAKE |  |  | MODEL # |  |  | INFO |  |  | COMMENTS | CONFIRMED AT SITE | AVAILABILTY OF REPLACEMENT UNIT
INJECTION METERS | 10 | NUFLO |  |  | 9A-50179024 | [6 empty] | APRIL 20,2017 | IN STOCK ESTEVAN
INJ. PRESS. TRANS. | 10 | ROSEMOUNT |  |  | 2088G4522A1M5B4C6 |  |  | TAG#PT01,02,03,04,05,06,07,08,09,10 |  |  |  | APRIL 20,2017 | IN STOCK ESTEVAN
H2S/LEL CRITICAL PARTS LIST
DESIGNATION | TAG# | MAKE |  |  | MODEL # |  |  | INFO | COMMENTS |  |  | CONFIRMED AT SITE | AVAILABILTY OF REPLACEMENT UNIT
H2S |  | NET SAFETY |  |  | M22-AR-A |  |  | 3 CHANNEL(1SPARE) |  |  |  | APRIL 20,2017 | IN STOCK ESTEVAN
PLC AND RADIOEQUIPMENT PARTS LIST
11-27-004-05 W2M STEELMAN UNIT 4
ELECTRICAL CRITICAL
H.M.I |  | HP COMPAQ 6305 |  |  | C1E5OUT#ABA |  |  | S/N#MXL2450G3H |  |  |  | APRIL 20,2017 | IN STOCK ESTEVAN
COMM UNIT |  | SCHNIEDER |  |  | TRIO JR900 | [6 empty] | APRIL 20,2017
HEATER AND AIR CONDITION EQUIPMENT PARTS LIST
DESIGNATION | TAG# | MAKE |  |  | MODEL # |  | TYPE | SIZE | COMMENTS |  |  | CONFIRMED AT SITE | AVAILABILTY OF REPLACEMENT UNIT
HEADER BLD |  | HAZLOC |  |  | XEU1-16-150-480-A-T-A |  | X/P | 480V/3PHASE/15000W |  |  |  | APRIL 20,2017 | IN STOCK ESTEVAN
DOG HOUSE |  | OUELLET |  |  | ? |  | G/P | 240V/1PHASE | FIVE FOOT BASE BOARD |  |  | APRIL 20,2017 | IN STOCK ESTEVAN
VRU CONTROL EQUIPMENT PARTS LIST
DESIGNATION | TAG# | MAKE |  |  | MODEL # |  |  | INFO | COMMENTS |  |  | CONFIRMED AT SITE | AVAILABILTY OF REPLACEMENT UNIT
TREATER BURNER CONTROL EQUIPMENT PARTS LIST
DESIGNATION | TAG# | MAKE |  |  | MODEL # |  |  | INFO | COMMENTS |  |  | CONFIRMED AT SITE | AVAILABILTY OF REPLACEMENT UNIT
FLARE STACK EQUIPMENT PARTS LIST
DESIGNATION | TAG# | MAKE |  |  | MODEL # |  |  | INFO | COMMENTS |  |  | CONFIRMED AT SITE | AVAILABILTY OF REPLACEMENT UNIT
07-08-004-05 W2M STEELMAN UNIT 1A[old site]
ELECTRICAL CRITICAL
DESIGNATION
MOTOR INFO | MAKE | HP | RPM | FRAME | AMPS | VOLTAGE | TYPE | CAT.#/MOD.# | COMMENTS |  |  | CONFIRMED AT SITE | AVAILABILTY OF REPLACEMENT UNIT
VRU Comp. Motor | WEG | 5 | 1745 | 184T | 6.48 | 480V/3Phase | EXT | HX005404P
Transfer Pump Motor | TECO | 20 | 1200 | 286T | 25 | 480V/3Phase | X/P | T20 151006TE4
Air Comp. Motor | TECO | 2 | 1740 | 145T | 2.78 | 480V/3Phase | AEHHXV | XH0024
Recycle Pump Motor | TECO | 1.5 | 1170 | 182T | 2.5 | 480V/3Phase | X/P | XH1/506EE2
CONTROLLER INFO
VRU Comp. Starter | PEC1 | N/A | N/A | N/A | 10 | 600V | Starter | Contactor # SIE 3RT1036-1A | 10 | 3RU1136-1JBO
Transfer Pump Starter | PEC2 | N/A | N/A | N/A | 50 | 600V | Starter | Contactor # SIE 3RT1036-1A | 50 | 3RU1136-4EBO
Air Comp. Starter | GD Cont. | N/A | N/A | N/A | 15 | 600V | Starter | Contactor # SIE 3RT1036-1A | 15 | 3RU1136-1JBO
Recycle Pump Starter | PEC0 | N/A | N/A | N/A | 10 | 600V | Starter | Contactor # SIE 3RT10017-1AK61 | 10 | 3RU1116-1HBO
07-08-004-05 W2M STEELMAN UNIT 1A[NEW SITE]
ELECTRICAL CRITICAL
DESIGNATION
MOTOR INFO | MAKE | HP | RPM | FRAME | AMPS | VOLTAGE | TYPE | CAT.#/MOD.# | COMMENTS |  |  | CONFIRMED AT SITE | AVAILABILTY OF REPLACEMENT UNIT
CHEMICAL PUMP 1 | LEESON | 1 | 1800 | 145TCZ | 12 | 460 | X/P | T145T11XB23AA |  |  |  | SEPT 2018
CHEMICAL PUMP 2 | LEESON | 1 | 1800 | 145TCZ | 12 | 460 | X/P | T145T11XB23AA |  |  |  | SEPT 2018
07-08-004-05 W2M STEELMAN UNIT 1A[NEW SITE]
ELECTRICAL CRITICAL
CHEMICAL PUMP 3 | LEESON | 1 | 1800 | 145TCZ | 12 | 460 | X/P | T145T11XB23AA |  |  |  | SEPT 2018
INJECTION 1 | GLOBAL | 600 | 3600 | 5810A | 650 | 460 | TEFC | AEHE VW010 E6002 |  |  |  | SEPT 2018
INJECTION 2 | GLOBAL | 600 | 3600 | 5810A | 650 | 460 | TEFC | AEHE VW010 E6002 |  |  |  | SEPT 2018
CHARGE PUMP 1 | TECO | 25 | 1800 | 284TSC |  | 460 | X/P | AEHH8N |  |  |  | SEPT 2018
CHARGE PUMP 2 | TECO | 25 | 1800 | 284TSC |  | 460 | X/P | AEHH8N |  |  |  | SEPT 2018
VRU | TECO | 40 | 1800 | 324T | 46 | 460 | X/P | AEHH8N DDH0404 |  |  |  | SEPT 2018
VRU DRAIN | BALDOR | 1 | 1800 | 56C | 2 | 460 | X/P | 34-5338-3254 A-55275228 |  |  |  | SEPT 2018
VRU FAN | SIEMENS | 5 | 1200 | 215T | 7 | 460 | X/P | SD100 1LE23212AC214AA3 |  |  |  | SEPT 2018
UNUESD PUMP | ADVANTAGE | 150 | 3600 | 445TS | 170 | 460 | TEFC | AEHH8B-UX4 APH15025-841 |  |  |  | SEPT 2018
SKIM PUMP | ADVANTAGE | 5 | 1800 | 184T | 6 | 460 | X/P | AEHH8B APH0054-841 |  |  |  | SEPT 2018
RECYCLE PUMP | ADVANTAGE | 5 | 1800 | 184T | 6 | 460 | X/P | AEHH8B APH0054-842 |  |  |  | SEPT 2018
AIR COMP 1 | LINCOLN | 10 | 1800 | 215TZ | 14 | 460 | TEFC | MVNAAA4S10TNZ61L |  |  |  | SEPT 2018
AIR COMP 2 | LINCOLN | 10 | 1800 | 215TZ | 14 | 460 | TEFC | MVNAAA4S10TNZ61L |  |  |  | SEPT 2018
TREATER DRAIN PUMP | TECO | 5 | 1200 | 145TCZ | 2 | 460 | X/P | AEHHXV X1D016 |  |  |  | SEPT 2018
ESD LISTS
ESD DESIGNATION | MAKE |  |  |  | MODEL # | [5 empty] | COMMENTS | CONFIRMED AT SITE | AVAILABILTY OF REPLACEMENT UNIT
INSTRUMENTATION CRITICAL SPARE PARTS LIST
DESIGNATION | QTY. | MAKE |  |  | MODEL # |  |  | INFO |  |  | COMMENTS | CONFIRMED AT SITE | AVAILABILTY OF REPLACEMENT UNIT
H2S/LEL CRITICAL SPARE PARTS LIST
DESIGNATION | QTY. | MAKE |  |  | MODEL # |  |  | INFO |  |  | COMMENTS | CONFIRMED AT SITE | AVAILABILTY OF REPLACEMENT UNIT
PLC AND RADIO EQUIPMENT PARTS LIST
DESIGNATION | TAG# | MAKE |  |  | MODEL # |  |  | INFO |  |  | COMMENTS | CONFIRMED AT SITE | AVAILABILTY OF REPLACEMENT UNIT
HEATER AND AIR CONDITION EQUIPMENT PARTS LIST
DESIGNATION | TAG# | MAKE |  |  | MODEL # |  | TYPE | SIZE |  |  | COMMENTS | CONFIRMED AT SITE | AVAILABILTY OF REPLACEMENT UNIT
TREATER BURNER CONTROL EQUIPMENT PARTS LIST
DESIGNATION | TAG# | MAKE |  |  | MODEL # |  |  | INFO |  |  | COMMENTS | CONFIRMED AT SITE | AVAILABILTY OF REPLACEMENT UNIT
FLARE STACK EQUIPMENT PARTS LIST
DESIGNATION | TAG# | MAKE |  |  | MODEL # |  |  | INFO |  |  | COMMENTS | CONFIRMED AT SITE | AVAILABILTY OF REPLACEMENT UNIT

## KEN
04-16-003-33 W1M CARNDUFF
ELECTRICAL CRITICAL
DESIGNATION
MOTOR INFO | MAKE | HP | RPM | FRAME | AMPS | VOLTAGE | TYPE | CAT.#/MOD.# | COMMENTS |  |  | CONFIRMED AT SITE | AVAILABILTY OF REPLACEMENT UNIT
Inj. Pump Motor | Leeson | 25 | 1800 | 324T | 32.4 | 480V/3PH | TEFC | C324T11FB12A |  |  |  | APRIL 7,2017 | IN STOCK ESTEVAN
SOURCE WELL | GRUNDFOS | 1.5 | [6 empty] | SUBMESIBLE MOTOT/PUMP |  |  | APRIL 7,2017
CONTROLLER INFO | MAKE | HP |  |  | AMPS | VOLTAGE | TYPE | CAT.#/MOD.# | BREAKER/FUSE SIZE: | OVERLOAD | COMMENTS | CONFIRMED AT SITE | AVAILABILTY OF REPLACEMENT UNIT
Inj. Pump Starter | GE | N/A | N/A | N/A | U/N | 600V | Starter | Contactor # SIE 3TF46 | 50A BREAKER | SIE 3UA58 | FIELD REBUILDABLE | APRIL 7,2017 | IN STOCK ESTEVAN
SOURCE WELL | GRUNDFOS | 1.5 |  |  |  | 240V/1PH | [5 empty] | APRIL 7,2017
MAIN DISCONNECT INFO | MAKE |  |  |  | AMPS | VOLTAGE | TYPE | CAT.#/MOD.# | COMMENTS |  |  | CONFIRMED AT SITE | AVAILABILTY OF REPLACEMENT UNIT
MAIN |  |  |  |  | 100 |  | FUSE |  | FIELD REBUILDABLE |  |  | APRIL 7,2017 | IN STOCK ESTEVAN
ESD LISTS
ESD DESIGNATION | MAKE |  |  |  | MODEL # |  |  |  | COMMENTS |  |  | CONFIRMED AT SITE | AVAILABILTY OF REPLACEMENT UNIT
NO EQUIPMENT | [11 empty] | APRIL 7,2017
INSTRUMENTATION CRITICAL PARTS LIST
DESIGNATION | QTY. | MAKE |  |  | MODEL # |  |  | INFO |  |  | COMMENTS | CONFIRMED AT SITE | AVAILABILTY OF REPLACEMENT UNIT
TANK LEVEL | 2 | TITAN/OMRON | [8 empty] | FIELD REBUILDABLE | APRIL 7,2017 | IN STOCK ESTEVAN
LEAK DET. | 1 | DP HARP | [8 empty] | FIELD REBUILDABLE | APRIL 7,2017 | IN STOCK ESTEVAN
H2S/LEL CRITICAL PARTS LIST
DESIGNATION | QTY. | MAKE |  |  | MODEL # |  |  | INFO |  |  | COMMENTS | CONFIRMED AT SITE | AVAILABILTY OF REPLACEMENT UNIT
SITE H2S | 4 HEAD | SAFETY NET |  |  | 410 | [6 empty] | APRIL 7,2017 | IN STOCK ESTEVAN
PLC AND RADIO EQUIPMENT PARTS LIST
DESIGNATION | TAG# | MAKE |  |  | MODEL # |  |  | INFO |  |  | COMMENTS | CONFIRMED AT SITE | AVAILABILTY OF REPLACEMENT UNIT
LEAK DET. SYS |  | PICO |  |  | 1760-L 18BWB-EX(MAIN) | [5 empty] | FIELD REBUILDABLE | APRIL 7,2017 | IN STOCK ESTEVAN
1760-1B12X0W61(EXT)
ALARMS |  | PROTALK |  |  | 1290 + EXPANDER |  |  | 16 ALARMS(12 SPARE) |  |  | FIELD REBUILDABLE | APRIL 7,2017 | IN STOCK ESTEVAN
RADIO |  | KENWOOD |  |  | OLD STYLE |  |  | CHANNEL 2 |  |  | FIELD REBUILDABLE | APRIL 7,2017 | IN STOCK ESTEVAN
HEATER AND AIR CONDITION EQUIPMENT PARTS LIST
DESIGNATION | TAG# | MAKE |  |  | MODEL # |  | TYPE | SIZE | COMMENTS |  |  | CONFIRMED AT SITE | AVAILABILTY OF REPLACEMENT UNIT
INJ. BLD |  | ? |  |  |  |  | XP | ? | OLD WALL MOUNT RADIANT HEATER |  |  | APRIL 7,2017
VRU CONTROL EQUIPMENT PARTS LIST
DESIGNATION | TAG# | MAKE |  |  | MODEL # |  |  | INFO | COMMENTS |  |  | CONFIRMED AT SITE | AVAILABILTY OF REPLACEMENT UNIT
NO EQUIPMENT | [11 empty] | APRIL 7,2017
TREATER BURNER CONTROL EQUIPMENT PARTS LIST
DESIGNATION | TAG# | MAKE |  |  | MODEL # |  |  | INFO | COMMENTS |  |  | CONFIRMED AT SITE | AVAILABILTY OF REPLACEMENT UNIT
TREATER BURNER |  | PROFIRE |  |  | 2100 |  |  | 1P521-EC000
FLARE STACK EQUIPMENT PARTS LIST
DESIGNATION | TAG# | MAKE |  |  | MODEL # |  |  | INFO | COMMENTS |  |  | CONFIRMED AT SITE | AVAILABILTY OF REPLACEMENT UNIT
FLARE STACK |  | PYRAMID | [5 empty] | 120V TO 12VDC |  |  |  | APRIL 7,2017 | IN STOCK ESTEVAN
06-04-006-33 W1M EDENVALE
ELECTRICAL CRITICAL
DESIGNATION
MOTOR INFO | MAKE | HP | RPM | FRAME | AMPS | VOLTAGE | TYPE | CAT.#/MOD.# | COMMENTS |  |  | CONFIRMED AT SITE | AVAILABILTY OF REPLACEMENT UNIT
Recycle Pump | U/N | 1.5 | 1165 | A182T | 2.9 | 480V/3Ph | X/P | FM237 25BC02 JP |  |  |  | APRIL 7,2017 | IN STOCK ESTEVAN
VRU Comp. | WEG | 5 | 1745 | 184T | 6.48 | 480V/3Ph | EXT | HX005404P |  |  |  | APRIL 7,2017 | IN STOCK ESTEVAN
Water Disposal Pump | TECO | 20 | 3520 | 256T | 22.4 | 480V/3Ph | AEHHXU | XH0202 |  |  |  | APRIL 7,2017 | IN STOCK ESTEVAN
Air Comp. | TECO | 2 | 1740 | 145T | 2.78 | 480V/3Ph | AEHHXV | XP0024 |  |  |  | APRIL 7,2017 | IN STOCK ESTEVAN
CONTROLLER INFO | MAKE | HP |  |  | AMPS | VOLTAGE | TYPE | CAT.#/MOD.# | BREAKER/FUSE SIZE: | OVERLOAD | COMMENTS | CONFIRMED AT SITE | AVAILABILTY OF REPLACEMENT UNIT
Recycle Pump | GE | 5 | N/A | N/A | 15AMP | 600V | STARTER | Contactor# SIE 3RT1017-1AK61 | 15AMP | H2007A | FIELD REBUILDABLE | APRIL 7,2017 | IN STOCK ESTEVAN
VRU Comp. | GE | N/A | N/A | N/A | 30AMP | 600V | STARTER | Contactor # SIE 3RT1036-1A | 30AMP | SIE 3UA55-00-1J | FIELD REBUILDABLE | APRIL 7,2017 | IN STOCK ESTEVAN
Water Disposal Pump | GE | N/A | N/A | N/A | 30AMP | 600V | STARTER | Contactor # SIE 3RT1034-1A | 30AMP | SIE 3RU1136-4EB0 | FIELD REBUILDABLE | APRIL 7,2017 | IN STOCK ESTEVAN
Air Comp. | PEC 0 | N/A | N/A | N/A | 10AMP | 600V | STARTER | Contactor # SIE 3RT1017-1AK61 | 10AMP | SIE 3RU1116-1HBO | FIELD REBUILDABLE | APRIL 7,2017 | IN STOCK ESTEVAN
MAIN DISCONNECT INFO | MAKE |  |  |  | AMPS | VOLTAGE | TYPE | CAT.#/MOD.# | COMMENTS |  |  | CONFIRMED AT SITE | AVAILABILTY OF REPLACEMENT UNIT
MAIN SITE | CUTTLER HAMMER |  |  |  | 100 |  | FUSE |  | FIELD REBUILDABLE |  |  | APRIL 7,2017 | IN STOCK ESTEVAN
ESD LISTS
ESD DESIGNATION | MAKE |  |  |  | MODEL # |  |  |  | COMMENTS |  |  | CONFIRMED AT SITE | AVAILABILTY OF REPLACEMENT UNIT
ESD 1 | CVS |  |  |  | CVS125SR10 |  |  | 77049 |  |  |  | APRIL 7,2017
ESD 2 | CVS |  |  |  | CVS140SR10 |  |  | 77050 |  |  |  | APRIL 7,2017
INSTRUMENTATION CRITICAL PARTS LIST
DESIGNATION | QTY. | MAKE |  |  | MODEL # |  |  | INFO |  |  | COMMENTS | CONFIRMED AT SITE | AVAILABILTY OF REPLACEMENT UNIT
TANK LEVEL | 4 | ACUTEC | [5 empty] | PRESSURE TRANSMITTERS |  |  |  | APRIL 7,2017
ESD PRESS. TRANS | 1 | FOXBORO |  |  | PIT 100 |  |  | 0-1000KPA |  |  |  | APRIL 7,2017
H2S/LEL CRITICAL PARTS LIST
DESIGNATION | QTY. | MAKE |  |  | MODEL # |  |  | INFO |  |  | COMMENTS | CONFIRMED AT SITE | AVAILABILTY OF REPLACEMENT UNIT
SITE H2S "A" | 4 | SAFETY NET |  |  | 410 | [6 empty] | APRIL 7,2017
SITE H2S "B" | 2 | SAFETY NET |  |  | 210 | [6 empty] | APRIL 7,2017
PLC AND RADIO EQUIPMENT PARTS LIST
DESIGNATION | TAG# | MAKE |  |  | MODEL # |  |  | INFO |  |  | COMMENTS | CONFIRMED AT SITE | AVAILABILTY OF REPLACEMENT UNIT
H.M.I |  | HP COMPAQ |  |  | C1E5OUT#ABA | [6 empty] | APRIL 7,2017 | IN STOCK ESTEVAN
PLC |  | ALLEN BRADLEY |  |  | MICROLOGIX 1400 |  |  | 12 INPUTS, 12 OUTPUTS AND ONE ANALOG INPUT CARD |  |  |  | APRIL 7,2017
UPS |  | APC |  |  | 1500 | [6 empty] | APRIL 7,2017 | IN STOCK ESTEVAN
ALARMS |  | PROTALK |  |  | 1290 + EXPANDER |  |  | 16 ALARMS(6 SPARE) |  |  |  | APRIL 7,2017 | IN STOCK ESTEVAN
RADIO |  | KENWOOD |  |  | OLD STYLE |  |  | CHANNEL 2 |  |  |  | APRIL 7,2017 | IN STOCK ESTEVAN
HEATER AND AIR CONDITION EQUIPMENT PARTS LIST
DESIGNATION | TAG# | MAKE |  |  | MODEL # |  | TYPE | SIZE | COMMENTS |  |  | CONFIRMED AT SITE | AVAILABILTY OF REPLACEMENT UNIT
DOG HOUSE |  | ? |  |  | CONSTRUCTION |  | GP | 4800W 240V 1PH |  |  |  | APRIL 7,2017 | IN STOCK ESTEVAN
06-04-006-33 W1M EDENVALE
VRU CONTROL EQUIPMENT PARTS LIST
DESIGNATION | TAG# | MAKE |  |  | MODEL # |  |  | INFO | COMMENTS |  |  | CONFIRMED AT SITE | AVAILABILTY OF REPLACEMENT UNIT
BYPASS |  | BETTIS |  |  | EM 320F-10-E7-02-003 | [6 empty] | APRIL 7,2017
TREATER BURNER CONTROL EQUIPMENT PARTS LIST
DESIGNATION | TAG# | MAKE |  |  | MODEL # |  |  | INFO | COMMENTS |  |  | CONFIRMED AT SITE | AVAILABILTY OF REPLACEMENT UNIT
TREATER |  | PROFIRE |  |  | 2100 |  |  | 1P521-EC000 |  |  |  | APRIL 7,2017
FLARE STACK EQUIPMENT PARTS LIST
DESIGNATION | TAG# | MAKE |  |  | MODEL # |  |  | INFO | COMMENTS |  |  | CONFIRMED AT SITE | AVAILABILTY OF REPLACEMENT UNIT
FLARE STACK |  | PYRAMID | [5 empty] | 120V TO 12VDC |  |  |  | APRIL 7,2017 | IN STOCK ESTEVAN
F.K.O HIGH LEVEL |  | VEGA |  |  | SWING 63 |  |  | SING63,DCNAVXUR |  |  |  | APRIL 7,2017
F.K.O LOW LEVEL |  | VEGA |  |  | SWING 63 |  |  | SING63,DCNAVXUR |  |  |  | APRIL 7,2017
F.K.O LEVEL |  | TITAN |  |  | TD80-T12 | [6 empty] | APRIL 7,2017
06-03-004-31 W1M INGOLDSBY
ELECTRICAL CRITICAL
DESIGNATION
MOTOR INFO | MAKE | HP | RPM | FRAME | AMPS | VOLTAGE | TYPE | CAT.#/MOD.# | COMMENTS |  |  | CONFIRMED AT SITE | AVAILABILTY OF REPLACEMENT UNIT
Injection Pump Motor | WH | 150 | 1200 | 447TZ | 171 | 480/3PH | TEFC | AEHE-6A60-TA |  |  |  | APRIL 7,2017
VRU Compressor Motor | OPTIM | 5 | 3600 | 184T | 5.8 | 480/3PH | X/P | XH0053 |  |  |  | APRIL 7,2017 | IN STOCK ESTEVAN
Recycle Pump Motor | OPTIM | 2 | 1800 | 145T | 2.78 | 480/3PH | X/P | XH0024 |  |  |  | APRIL 7,2017 | IN STOCK ESTEVAN
CONTROLLER INFO | MAKE | HP |  |  | AMPS | VOLTAGE | TYPE | CAT.#/MOD.# | BREAKER/FUSE SIZE: | OVERLOAD | COMMENTS | CONFIRMED AT SITE | AVAILABILTY OF REPLACEMENT UNIT
Injection | SIE | N/A | N/A | N/A | N/A | 600V | Soft Start | Contator # SIE 3RW40766BB35 |  |  | SOFT START | APRIL 7,2017 | SPARE AT 9-11-10-8W2
VRU | Willet | 20 | N/A | N/A | 20 | 600V | Starter | Contactor # CH AE16BNO |  | H2008B |  | APRIL 7,2017 | IN STOCK ESTEVAN
Recycle | Willet | 20 | N/A | N/A | 5 | 600V | Starter | Contactor # SIE 3TF 32 |  | TELE 2.5-4AMPS |  | APRIL 7,2017 | IN STOCK ESTEVAN
MAIN DISCONNECT INFO | MAKE |  |  |  | AMPS | VOLTAGE | TYPE | CAT.#/MOD.# | COMMENTS |  |  | CONFIRMED AT SITE | AVAILABILTY OF REPLACEMENT UNIT
MAIN SITE | CUTTLER HAMMER |  |  |  | 600 |  | BREAKER |  |  |  |  | APRIL 7,2017 | 1-22-4-33W1
INJ. DISC | CUTTLER HAMMER |  |  |  | 400 |  | BREAKER |  |  |  |  | APRIL 7,2017 | 1-22-4-33W1
ESD LISTS
ESD DESIGNATION | MAKE |  |  |  | MODEL # |  |  |  | COMMENTS |  |  | CONFIRMED AT SITE | AVAILABILTY OF REPLACEMENT UNIT
NO EQUIPMENT | [11 empty] | APRIL 7,2017
INSTRUMENTATION CRITICAL PARTS LIST
DESIGNATION | QTY. | MAKE |  |  | MODEL # |  |  | INFO |  |  | COMMENTS | CONFIRMED AT SITE | AVAILABILTY OF REPLACEMENT UNIT
TANK LEVEL | 5 | TITAN/OMRON | [5 empty] | PRESSURE TRANSMITTERS |  |  |  | APRIL 7,2017 | IN STOCK ESTEVAN
L/D PRESS. TRANS | 1 | DP HARP |  |  | PIT 200 |  |  | 0-3000 PSI |  |  |  | APRIL 7,2017 | IN STOCK ESTEVAN
ACC. VALVE | 1 | FISHER |  |  | TYPE 657 |  |  | SIZE 45 |  |  |  | APRIL 7,2017
H2S/LEL CRITICAL PARTS LIST
DESIGNATION | QTY. | MAKE |  |  | MODEL # |  |  | INFO |  |  | COMMENTS | CONFIRMED AT SITE | AVAILABILTY OF REPLACEMENT UNIT
SITE H2S | 4 | SAFETY NET |  |  | 410 | [6 empty] | APRIL 7,2017 | IN STOCK ESTEVAN
06-03-004-31 W1M INGOLDSBY
PLC AND RADIO EQUIPMENT PARTS LIST
DESIGNATION | TAG# | MAKE |  |  | MODEL # |  |  | INFO |  |  | COMMENTS | CONFIRMED AT SITE | AVAILABILTY OF REPLACEMENT UNIT
PLC |  | ALLEN BRADLEY |  |  | MICROLOGIX 1100 |  |  | 5 INPUTS, 5 OUTPUTS AND ONE ANALOG INPUT CARD |  |  |  | APRIL 7,2017 | IN STOCK ESTEVAN
ALARMS |  | PROTALK |  |  | 1290 + EXPANDER |  |  | 16 ALARMS(6 SPARE) |  |  |  | APRIL 7,2017 | IN STOCK ESTEVAN
RADIO |  | KENWOOD |  |  | NEW STYLE |  |  | CHANNEL 2 |  |  |  | APRIL 7,2017 | IN STOCK ESTEVAN
HEATER AND AIR CONDITION EQUIPMENT PARTS LIST
DESIGNATION | TAG# | MAKE |  |  | MODEL # |  | TYPE | SIZE | COMMENTS |  |  | CONFIRMED AT SITE | AVAILABILTY OF REPLACEMENT UNIT
VRU CONTROL EQUIPMENT PARTS LIST
DESIGNATION | TAG# | MAKE |  |  | MODEL # |  |  | INFO | COMMENTS |  |  | CONFIRMED AT SITE | AVAILABILTY OF REPLACEMENT UNIT
CONTROL UNIT |  | ? |  |  | ? |  |  | #1760-L18AWA-EX | PICO CONTROL UNIT |  |  | APRIL 7,2017
BYPASS |  | BETTIS |  |  | EM 320F-10-E7-02-003 | [6 empty] | APRIL 7,2017
06-03-004-31 W1M INGOLDSBY
TREATER BURNER CONTROL EQUIPMENT PARTS LIST
DESIGNATION | TAG# | MAKE |  |  | MODEL # |  |  | INFO | COMMENTS |  |  | CONFIRMED AT SITE | AVAILABILTY OF REPLACEMENT UNIT
TREATER |  | PROFIRE |  |  | 2100 |  |  | 1P521-EC000 |  |  |  | APRIL 7,2017
FLARE STACK EQUIPMENT PARTS LIST
DESIGNATION | TAG# | MAKE |  |  | MODEL # |  |  | INFO | COMMENTS |  |  | CONFIRMED AT SITE | AVAILABILTY OF REPLACEMENT UNIT
FLARE STACK |  | PYRAMID | [5 empty] | 120V TO 12VDC |  |  |  | APRIL 7,2017 | IN STOCK ESTEVAN
14-26-002-30 W1M GAINSBOROUGH EAST As of Oct. 4th, 2014
ELECTRICAL CRITICAL
DESIGNATION | MAKE | HP | RPM | FRAME | AMPS | VOLTAGE | TYPE | CAT.#/MOD.# | BREAKER/FUSE SIZE: | AVAILABILTY
INJ Pump Motor 400A | WH | 150 | 1200 | 447T | 171 | 480/3Phase | TEFC | AFHF150-6-460
INJ Pump Motor 400B | Baldor | 150 | 1200 | 445T | 175 | 480/3Phase | TEFC | M44156T-4
INJ Pump Motor 405A | WH | 150 | 1200 | 447T | 171 | 480/3Phase | TEFC | H15006TET4
INJ Pump Motor 405B | WH | 150 | 1200 | 445T | 171 | 480/3Phase | TEFC | H15006TET4
C100 INST. Air Compressor | Baldor | 5 | 1800 | 184T | 6.5 | 480/3Phase | TEFC | M7044T
Recycle Pump Motor P401A | Baldor | 3 | 1800 | 182T | 4.3 | 480/3Phase | TEFC | M7042T
Recycle Pump Motor P401B | Baldor | 3 | 1800 | 182T | 4.3 | 480/3Phase | TEFC | M7042T
VRU Compressor Motor B500 | WH | 10 | 1800 | 215T | 12 | 480/3Phase | X/P | S01004TXT4
Sump Pump Motor P415 | Emerson | 1 | 1800 | 56H | 14 | 120/1Phase | TEFC | K61CA2JH
Sump Pump Motor P | Emerson | 1 | 1800 | 56H | 14 | 120/1Phase | TEFC | X51CA2JH/CH68EVABM-1088L09C
FWKO Pump Motor P500 | Teco | 2 | 3600 | 143TC | 4.2 | 480/3Phase | X/P | VM70181
INJ Pump Starter 400A | Square D | N/A | N/A | N/A | N/A | 600V | Benshaw | F10864966-001 | 250AMP
INJ Pump Starter 400B | Square D | N/A | N/A | N/A | N/A | 600V | Benshaw | F10864966-001 | 250AMP
INJ Pump Starter 405A | Square D | N/A | N/A | N/A | N/A | 600V | Benshaw | F13374761-001 | 250AMP
INJ Pump Starter 405B | Square D | N/A | N/A | N/A | N/A | 600V | Benshaw | F13374761-001 | 250AMP
C100 Inst. Air Comp. Starter | Square D | N/A | N/A | N/A | N/A | 600V | Square D | E10864966-001 | 15AMP
Recycle Pump Starter P401A | Square D | N/A | N/A | N/A | N/A | 600V | Square D | E10864966-001 | 7AMP
14-26-002-30 W1M GAINSBOROUGH EAST As of Oct. 4th, 2014
F.K.O Pump Motor Starter | Square D | N/A | N/A | N/A | N/A | 600V | Square D | E10864966-001 | 7AMP
Recycle Pump Starter P401B | Square D | N/A | N/A | N/A | N/A | 600V | Square D | E10864966-001 | 7AMP
VRU Comp. Motor Starter B500 | Square D | N/A | N/A | N/A | N/A | 600V | Square D | E10864966-001 | 30AMP
CM1-Compressor | TECO | 150 | 3600 | 445TSC | 171 | 480/3Phase | X/P | XH15002TE4-M | N/A
PreLube Pump Motor PM2 | TECO | 2 | 3600 | 145T | 2.52 | 480/3Phase | X/P | XH0022 | N/A
Glycol Pump Motor PM2 | Baldor | 0.5 | 1800 | 56 | 1 | 480/3Phase | X/P | CH7006A | N/A
Glycol Fan Motor EM2 | [7 empty] | MOTOR INFO UNABLE TO ACCESS
CM!-Compressor Starter | Allen Bradley | 150 | N/A | N/A | N/A | 600V | A-B | 150-F201NCD | 250AMP
PreLube Pump Motor Starter | Square D | N/A | N/A | N/A | N/A | 600V | Square D | 12712866-001 | 7AMP
Glycol Pump Motor Starter | Square D | N/A | N/A | N/A | N/A | 600V | Square D | 15036906-001.001 | 30AMP
Glycol Fan Motor Starter | Square D | N/A | N/A | N/A | N/A | 600V | Square D | 15036906-001.001 | 15AMP
INSTRUMENTATION CRITICAL ESD LISTS
ESD DESIGNATION | MAKE |  |  |  | MODEL # |  |  | CONTROL | COMMENTS
INSTRUMENTATION CRITICAL SPARE PARTS LIST
DESIGNATION | TAG# | MAKE |  |  | MODEL # |  |  | SIZE | COMMENTS
04-05-003-30 W1M GAINSBOROUGH WEST
ELECTRICAL CRITICAL
DESIGNATION
MOTOR INFO | MAKE | HP | RPM | FRAME | AMPS | VOLTAGE | TYPE | CAT.#/MOD.# | COMMENTS |  |  | CONFIRMED AT SITE | AVAILABILTY OF REPLACEMENT UNIT
South Air Comp. | ULD | 5 | 1800 | N/A | 6.5 | 480V/3PH | X/P | M7044T | NOT IN USE |  |  | APRIL 12,2017
North Air Comp. | ULD | 5 | 1800 | N/A | 6.5 | 480V/3PH | X/P | M7044T | NOT IN USE |  |  | APRIL 12,2017
East Recycle Pump | GE | 2 | 1800 | 182T | 3 | 480V/3PH | X/P | IF5096M | NOT IN USE |  |  | APRIL 12,2017
VRU Compressor | ULD | 7.5 | 1800 | 213T | 10.5 | 480V/3PH | X/P | M7047T | NOT IN USE |  |  | APRIL 12,2017
Inj. Pump Motor P200 | Optim | 250 | 1200 | 449TS | 289 | 480V/3PH | TEFC | AEHE-UW010 | NOT IN USE |  |  | APRIL 12,2017
INJ. PUMP | WH | 75 | 1200 | 405T | 86 | 480V/3PH | TEFC | HSB | NOT IN USE |  |  | APRIL 12,2017
SUMP | BALD | 1 | 1200 | 56 |  | 480V/3PH | X/P |  | NOT IN USE |  |  | APRIL 12,2017
CONTROLLER INFO | MAKE | HP |  |  | AMPS | VOLTAGE | TYPE | CAT.#/MOD.# | BREAKER/FUSE SIZE: | OVERLOAD | COMMENTS | CONFIRMED AT SITE | AVAILABILTY OF REPLACEMENT UNIT
South Air Comp. Stater | WH | N/A | N/A | N/A | N/A | 600V | WH | Contactor#WH SIZE1 Old's FH34 (4.5-5) | 15AMP |  | NOT IN USE | APRIL 12,2017
North Air Comp. Starter | WH | N/A | N/A | N/A | N/A | 600V | WH | Contactor#WH SIZE1 Old's FH34 (4.5-5) | 15AMP |  | NOT IN USE | APRIL 12,2017
East Recycle Motor Starter | WH | N/A | N/A | N/A | N/A | 600V | WH | Contactor#WH SIZE2 Old's FH28 (2.6-2.8) | 15AMP |  | NOT IN USE | APRIL 12,2017
VRU Comp. Motor Starter | WH | N/A | N/A | N/A | N/A | 600V | WH | Contactor#WH SIZE1 Old's FH42 (9.6-10.5) | 30AMP |  | NOT IN USE | APRIL 12,2017
Inj. Pump Motor Starter P200 | SIE | N/A | N/A | N/A | N/A | 600V | Soft Start | SIE# 3RW40766BB35 |  |  | NOT IN USE | APRIL 12,2017
West Recycle Motor Starter | WH | N/A | N/A | N/A | N/A | 600V | WH | Contactor#SIZE2 Old's FH49 (18-20) | 50AMP |  | NOT IN USE | APRIL 12,2017
04-05-003-30 W1M GAINSBOROUGH WEST
MAIN DISCONNECT INFO | MAKE |  |  |  | AMPS | VOLTAGE | TYPE | CAT.#/MOD.# | COMMENTS |  |  | CONFIRMED AT SITE | AVAILABILTY OF REPLACEMENT UNIT
MCC | WESTINGHOUSE | [7 empty] | SEVEN TUBS |  |  | APRIL 12,2017
MAIN | WESTINGHOUSE |  |  |  | 800A |  | BREAKER |  |  |  |  | APRIL 12,2017
ESD LISTS
ESD DESIGNATION | MAKE |  |  |  | MODEL # |  |  | COMMENTS |  |  |  | CONFIRMED AT SITE | AVAILABILTY OF REPLACEMENT UNIT
[8 empty] | EAD BUILDING UNDER WATER |  |  |  | APRIL 12,2017
INSTRUMENTATION CRITICAL PARTS LIST
DESIGNATION | QTY. | MAKE |  |  | MODEL # |  |  | INFO |  |  | COMMENTS | CONFIRMED AT SITE | AVAILABILTY OF REPLACEMENT UNIT
TANK LEVEL | 6 | TITAN/OMRON | [9 empty] | APRIL 12,2017
LEAK DET. | 1 | DP HARP |  |  | EJ530A | [6 empty] | APRIL 12,2017
H2S/LEL CRITICAL PARTS LIST
DESIGNATION | QTY. | MAKE |  |  | MODEL # |  |  | INFO |  |  | COMMENTS | CONFIRMED AT SITE | AVAILABILTY OF REPLACEMENT UNIT
SITE H2S | 2 | NET SAFETY |  |  | ? |  |  | 8 CHANNELS |  |  | NOT IN USE | APRIL 12,2017
PLC AND RADIO EQUIPMENT PARTS LIST
DESIGNATION | TAG# | MAKE |  |  | MODEL # |  |  | INFO |  |  | COMMENTS | CONFIRMED AT SITE | AVAILABILTY OF REPLACEMENT UNIT
PLC |  | ALLEN BRADELY |  |  | SLIC 500 |  |  | 3-INPUT 2-OUTPUT 1-ANALOG IN |  |  |  | APRIL 12,2017
ALARM |  | PROTALK |  |  | LINK M1/T1/D1 |  |  | 24 ALARMS(9SPARE) |  |  |  | APRIL 12,2017
RADIO |  | KENWOOD |  |  | old style |  |  | CHANNEL 2 |  |  |  | APRIL 12,2017
BATTERY BACK UP |  | HAYLEY |  |  | CCE24A20R19H17 | [6 empty] | APRIL 12,2017
H.M.I |  | THINKSTATION |  |  | PC15849 | [6 empty] | APRIL 12,2017
UPS |  | APC |  |  | 1500 | [6 empty] | APRIL 12,2017
HEATER AND AIR CONDITION EQUIPMENT PARTS LIST
DESIGNATION | TAG# | MAKE |  |  | MODEL # |  | TYPE | SIZE | COMMENTS |  |  | CONFIRMED AT SITE | AVAILABILTY OF REPLACEMENT UNIT
DOG HOUSE HEAT |  | BASEBOARDS |  |  |  |  | GP |  |  |  |  | APRIL 12,2017
DOG HOUSE AC |  | DANBY | [5 empty] | 8000BTU |  |  |  | APRIL 12,2017
MCC AC |  | COMFORT AIR | [5 empty] | 8000BTU |  |  |  | APRIL 12,2017
INJ. BLD |  | ROUGHNECK |  |  | FX5 |  | XP | 10,000W 480V 3PH |  |  |  | APRIL 12,2017
VRU CONTROL EQUIPMENT PARTS LIST
DESIGNATION | TAG# | MAKE |  |  | MODEL # |  |  | INFO | COMMENTS |  |  | CONFIRMED AT SITE | AVAILABILTY OF REPLACEMENT UNIT
VRU CONTROL |  | SYNTECH | [6 empty] | ALL RELAY CONTROL |  |  | APRIL 12,2017
TREATER BURNER CONTROL EQUIPMENT PARTS LIST
DESIGNATION | TAG# | MAKE |  |  | MODEL # |  |  | INFO | COMMENTS |  |  | CONFIRMED AT SITE | AVAILABILTY OF REPLACEMENT UNIT
FLARE STACK EQUIPMENT PARTS LIST
DESIGNATION | TAG# | MAKE |  |  | MODEL # |  |  | INFO | COMMENTS |  |  | CONFIRMED AT SITE | AVAILABILTY OF REPLACEMENT UNIT
FLARE |  | PYRAMID | [9 empty] | APRIL 12,2017
F.K.O LEVEL |  | TITAN/OMRON | [9 empty] | APRIL 12,2017
13-31-002-30 W1M GAINSBOROUGH WEST As of Nov. 1st, 2014
ELECTRICAL CRITICAL
DESIGNATION | MAKE | HP | RPM | FRAME | AMPS | VOLTAGE | TYPE | CAT.#/MOD.# | BREAKER/FUSE SIZE: | OVERLOADS | AVAILABILTY
East Inj. Pump Motor | OPTIM | 250 | 3600 | 449TS | 278 | 480/3Phase | TEFC | AEHH-ANUW4 | N/A | N/A
Air Comp. Motor P2 | TECO | 1 | 1800 | 143T | 1.8 | 480/3Phase | TEFC | AEEANE | N/A | N/A
Charge Pump Motor P1 | WH | 10 | 1800 | 215T | 12.5 | 480/3Phase | TEFC | HSB | N/A | N/A
Charge Pump Motor P2 | OPTIM | 30 | 1800 | 286T | 12.5 | 480/3Phase | TEFC | AEHHAN | N/A | N/A
Treater Air Comp. Motor | UDL | 5 | 1800 | 184T | 6.5 | 480/3Phase | TEFC | M7044T | N/A | N/A
West Recycle Pump Motor | WH | 3 | 1800 | 182T | 4.5 | 480/3Phase | TEFC | HSB | N/A | N/A
East Recycle Pump Motor | WH | 3 | 1800 | 182T | 4.5 | 480/3Phase | TEFC | HSB | N/A | N/A
VRU Comp. Motor | AJAX | 5 | 1800 | 184T | 6.4 | 480/3Phase | TEFC | HT005404PW | N/A | N/A
West Inj. Pump Motor | WH | 300 | 3600 | 449T | 323 | 480/3Phase | TEFC | EP3502 | N/A | N/A
Air Comp. P2 Starter | Square D | 5 | N/A | N/A | N/A | 600V | Square D | Square D Sz1 | 30AMP | SQD 1.5-4.5AMP
Charge Pump P1 Strater | Square D | 5 | N/A | N/A | N/A | 600V | Square D | Square D Sz1 | 30AMP | SQD 6-18AMP
Charge Pump P2 Starter | Square D | 40 | N/A | N/A | N/A | 600V | Square D | Square D Sz1 | 60AMP | SQD 30-90AMP
Treater Air Comp. Starter | Square D | 10 | N/A | N/A | N/A | 600V | Square D | Square D Sz1 | 15AMP | SQD 3-9AMP
West Recycle Pump Starter | Square D | 10 | N/A | N/A | N/A | 600V | Square D | Square D Sz1 | 15AMP | SQD 3-9AMP
East Recycle Pump Starter | Square D | 10 | N/A | N/A | N/A | 600V | Square D | Square D Sz1 | 15AMP | SQD 3-9AMP
Vru Comp. Starter | TELE | N/A | N/A | N/A | N/A | 600V | TELE | TELE LC1D1210 | 9AMP | TELE 7-10AMP
East Inj. Pump Starter | PEC | N/A | N/A | N/A | N/A | 600V | PEC | 3RW4076-6BB35 | 600AMP | N/A
West Inj. Pump Starter | Allen Bradley | 300 | N/A | N/A | N/A | 600V | Allen Bradley | 20CD385ACANNBNAO | 600AMP | N/A
INSTRUMENTATION CRITICAL ESD LISTS
ESD DESIGNATION | MAKE |  |  |  | MODEL # |  |  | CONTROL | COMMENTS
INSTRUMENTATION CRITICAL SPARE PARTS LIST
DESIGNATION | TAG# | MAKE |  |  | MODEL # |  |  | SIZE | COMMENTS
10-11-004-34 W1M HASTINGS
ELECTRICAL CRITICAL
DESIGNATION
VRU Comp. | WEG | 5 | 1745 | 184T | 6.48 | 480V/3Phase | EXT | HX005404P |  |  |  | APRIL 11,2017 | IN STOCK ESTEVAN
CONTROLLER INFO | MAKE | HP |  |  | AMPS | VOLTAGE | TYPE | CAT.#/MOD.# | BREAKER/FUSE SIZE: | OVERLOAD | COMMENTS | CONFIRMED AT SITE | AVAILABILTY OF REPLACEMENT UNIT
Recycle Pump | PEC3 | N/A | N/A | N/A | 50 | 600V | Starter | Contactor # SIE 3RT1036-1A |  | 3RU1136-4ABO | FIELD REBUILDABLE | APRIL 11,2017 | IN STOCK ESTEVAN
Transfer Pump | PEC2 | N/A | N/A | N/A | 50 | 600V | Starter | Contactor # SIE 3RT1036-1A |  | 3RU1136-FBO | FIELD REBUILDABLE | APRIL 11,2017 | IN STOCK ESTEVAN
Air Comp. | PEC1 | N/A | N/A | N/A | 50 | 600V | Starter | Contactor # 3RT1036-1A |  | 3RU1136-1HBO | FIELD REBUILDABLE | APRIL 11,2017 | IN STOCK ESTEVAN
VRU Comp. | PEC1 | N/A | N/A | N/A | 10 | 600V | Starter | Contactor # SIE 3RT1034-1A |  | 3RU1136-1JBO | FIELD REBUILDABLE | APRIL 11,2017 | IN STOCK ESTEVAN
MAIN DISCONNECT INFO | MAKE |  |  |  | AMPS | VOLTAGE | TYPE | CAT.#/MOD.# | COMMENTS |  |  | CONFIRMED AT SITE | AVAILABILTY OF REPLACEMENT UNIT
MAIN SITE | [8 empty] | SPC DISC. ONLY |  |  | APRIL 11,2017
ESD LISTS
ESD DESIGNATION | MAKE |  |  |  | MODEL # |  |  |  | COMMENTS |  |  | CONFIRMED AT SITE | AVAILABILTY OF REPLACEMENT UNIT
ESD 1 | CVS |  |  |  | CVS125SR10 |  |  | 77052 |  |  |  | APRIL 11,2017
ESD 2 | CVS |  |  |  | CVS140SR10 |  |  | 71811 |  |  |  | APRIL 11,2017
INSTRUMENTATION CRITICAL PARTS LIST
DESIGNATION | QTY. | MAKE |  |  | MODEL # |  |  | INFO |  |  | COMMENTS | CONFIRMED AT SITE | AVAILABILTY OF REPLACEMENT UNIT
TANK LEVEL | 5 | TITAN/OMRON | [9 empty] | APRIL 11,2017 | IN STOCK ESTEVAN
H2S/LEL CRITICAL PARTS LIST
DESIGNATION | QTY. | MAKE |  |  | MODEL # |  |  | INFO |  |  | COMMENTS | CONFIRMED AT SITE | AVAILABILTY OF REPLACEMENT UNIT
SITE H2S "A" | 2 | NET SAFETY |  |  | M21-AR-A | [6 empty] | APRIL 11,2017 | IN STOCK ESTEVAN
SITE H2S "B" | 2 | NET SAFETY |  |  | M21-AR-A | [6 empty] | APRIL 11,2017 | IN STOCK ESTEVAN
PLC AND RADIO EQUIPMENT PARTS LIST
DESIGNATION | TAG# | MAKE |  |  | MODEL # |  |  | INFO |  |  | COMMENTS | CONFIRMED AT SITE | AVAILABILTY OF REPLACEMENT UNIT
H.M.I |  | HP COMPAQ |  |  | C1E5OUT#ABA | [6 empty] | APRIL 11,2017 | IN STOCK ESTEVAN
PLC |  | ALLEN BRADLEY |  |  | MICROLOGIX 1400 |  |  | 18INPUTS, 11 OUTPUTS AND ONE ANALOG INPUT CARD |  |  |  | APRIL 11,2017 | IN STOCK ESTEVAN
UPS |  | APC |  |  | 1500 | [6 empty] | APRIL 11,2017 | IN STOCK ESTEVAN
ALARMS DOG HOUSE |  | PROTALK |  |  | 1290 |  |  | 8 ALARMS[6 SPARE] |  |  |  | APRIL 11,2017 | IN STOCK ESTEVAN
RADIO DOG HOUSE |  | KENWOOD |  |  | OLD STYLE |  |  | CHANNEL 2 |  |  |  | APRIL 11,2017 | IN STOCK ESTEVAN
ALARMS MCC |  | PROTALK |  |  | 1290 |  |  | 8 ALARMS[4 SPARE] |  |  |  | APRIL 11,2017 | IN STOCK ESTEVAN
RADIO MCC |  | KENWOOD |  |  | NEW STYLE |  |  | CHANNEL 2 |  |  |  | APRIL 11,2017 | IN STOCK ESTEVAN
BATT. BACK UP |  | R.I.C |  |  | BFB3B-24/20-A-1 | [6 empty] | APRIL 11,2017
10-11-004-34 W1M HASTINGS
HEATER AND AIR CONDITION EQUIPMENT PARTS LIST
DESIGNATION | TAG# | MAKE |  |  | MODEL # |  | TYPE | SIZE | COMMENTS |  |  | CONFIRMED AT SITE | AVAILABILTY OF REPLACEMENT UNIT
DOG HOUSE |  | ? |  |  | ? |  | GP | ? | OLD BASEBOARD UITS |  |  | APRIL 11,2017 | IN STOCK ESTEVAN
DOG HOUSE A/C |  | CARRIER |  |  | KCA008101P |  |  | ? | UNIT IS OLD(2004) |  |  | APRIL 11,2017 | IN STOCK ESTEVAN
MCC HEATER |  | NORSEMAN | [5 empty] | 3000W | RADIANTE |  |  | APRIL 11,2017 | IN STOCK ESTEVAN
HEADER NORTH |  | ROUGHNECK |  |  | FX5 |  |  | 10,000W |  |  |  | APRIL 11,2017 | IN STOCK ESTEVAN
HEADER SOUTH |  | ROUGHNECK |  |  | FX5 |  |  | 10,000W |  |  |  | APRIL 11,2017 | IN STOCK ESTEVAN
VRU CONTROL EQUIPMENT PARTS LIST
DESIGNATION | TAG# | MAKE |  |  | MODEL # |  |  | INFO | COMMENTS |  |  | CONFIRMED AT SITE | AVAILABILTY OF REPLACEMENT UNIT
CONTROL UNIT |  | ? |  |  | ? |  |  | #1760-L18AWA-EX | PICO CONTROL UNIT |  |  | APRIL 11,2017
VRU PRESS. |  | ? |  |  | ? |  |  |  | ON TOP OF TANKS |  |  | APRIL 11,2017
TREATER BURNER CONTROL EQUIPMENT PARTS LIST
DESIGNATION | TAG# | MAKE |  |  | MODEL # |  |  | INFO | COMMENTS |  |  | CONFIRMED AT SITE | AVAILABILTY OF REPLACEMENT UNIT
TREATER WEST |  | PROFIRE |  |  | 2100 |  |  | 1P521-EC000 |  |  |  | APRIL 11,2017
TREATER EAST |  | PROFIRE |  |  | 2100 |  |  | 1P521-EC000 |  |  |  | APRIL 11,2017
FLARE STACK EQUIPMENT PARTS LIST
DESIGNATION | TAG# | MAKE |  |  | MODEL # |  |  | INFO | COMMENTS |  |  | CONFIRMED AT SITE | AVAILABILTY OF REPLACEMENT UNIT
FLARE STACK |  | PYRAMID | [5 empty] | 120V TO 12VDC |  |  |  | APRIL 11,2017 | IN STOCK ESTEVAN
F.K.O HIGH LEVEL |  | VEGA |  |  | SWING 63 |  |  | SING63,DCNAVXUR |  |  |  | APRIL 11,2017
F.K.O LOW LEVEL |  | VEGA |  |  | SWING 63 |  |  | SING63,DCNAVXUR |  |  |  | APRIL 11,2017
F.K.O LEVEL |  | TITAN |  |  | TD80-T12 | [6 empty] | APRIL 11,2017
08-11-004-34 W1M HASTINGS
ELECTRICAL CRITICAL
DESIGNATION
MOTOR INFO | MAKE | HP | RPM | FRAME | AMPS | VOLTAGE | TYPE | CAT.#/MOD.# | COMMENTS |  |  | CONFIRMED AT SITE | AVAILABILTY OF REPLACEMENT UNIT
Inj. Pump 1 | TOSHIBA | 60 | 1170 | 404T | 75 | 480V/3Phase | TTKK | B0606FLF3UP |  |  |  | APRIL 11,2017
Inj. Pump 2 | LEESON | 60 | 1185 | 404T | 72.5 | 480V/3Phase | X/P | C404T11FV5D |  |  |  | APRIL 11,2017
CONTROLLER INFO | MAKE | HP |  |  | AMPS | VOLTAGE | TYPE | CAT.#/MOD.# | BREAKER/FUSE SIZE: | OVERLOAD | COMMENTS | CONFIRMED AT SITE | AVAILABILTY OF REPLACEMENT UNIT
Inj. Pump 1 | PEC3 | N/A | N/A | N/A | 100 | 600V | Starter | Contactor # SIE 3RT1046-1A |  | 3RU1146-4JBO | FIELD REBUILDABLE | APRIL 11,2017 | IN STOCK ESTEVAN
Inj. Pump 2 | PEC4 | N/A | N/A | N/A | 150 | 600V | Starter | Contactor # SIE 3RT1054-6 |  | 3RB2056-1FW2 | FIELD REBUILDABLE | APRIL 11,2017 | IN STOCK ESTEVAN
MAIN DISCONNECT INFO | MAKE |  |  |  | AMPS | VOLTAGE | TYPE | CAT.#/MOD.# | COMMENTS |  |  | CONFIRMED AT SITE | AVAILABILTY OF REPLACEMENT UNIT
MAIN | CUTLLER HAMMER |  |  |  | 200 |  | FUSE |  | FIELD REBUILDABLE |  |  | APRIL 11,2017 | IN STOCK ESTEVAN
ESD LISTS
ESD DESIGNATION | MAKE |  |  |  | MODEL # |  |  |  | COMMENTS |  |  | CONFIRMED AT SITE | AVAILABILTY OF REPLACEMENT UNIT
NO EQUIPMENT | [11 empty] | APRIL 11,2017
INSTRUMENTATION CRITICAL PARTS LIST
DESIGNATION | QTY. | MAKE |  |  | MODEL # |  |  | INFO |  |  | COMMENTS | CONFIRMED AT SITE | AVAILABILTY OF REPLACEMENT UNIT
TANK LEVEL | 2 | TITAN |  |  | ? |  |  | TO T-PACS IN PLC |  |  |  | APRIL 11,2017 | IN STOCK ESTEVAN
H2S/LEL CRITICAL PARTS LIST
08-11-004-34 W1M HASTINGS
DESIGNATION | QTY. | MAKE |  |  | MODEL # |  |  | INFO |  |  | COMMENTS | CONFIRMED AT SITE | AVAILABILTY OF REPLACEMENT UNIT
SITE H2S | 2 | NET SAFETY |  |  | M22-AR-A | [6 empty] | APRIL 11,2017
PLC AND RADIO EQUIPMENT PARTS LIST
DESIGNATION | TAG# | MAKE |  |  | MODEL # |  |  | INFO |  |  | COMMENTS | CONFIRMED AT SITE | AVAILABILTY OF REPLACEMENT UNIT
PLC |  | ALLEN BRADELY |  |  | MICROLOGIX L32E |  |  | 1-DIGITAL INPUT 1-DIGITAL OUTPUT 1-ANALOG INPUT 1-ANALOG OUTPUT |  |  |  | APRIL 11,2017 | IN STOCK ESTEVAN
RADIO |  | KENWOOD |  |  | NEW STYLE |  |  | CHANNEL TWO |  |  |  | APRIL 11,2017 | IN STOCK ESTEVAN
ALARMS |  | PROTALK |  |  | 1290 |  |  | 8 ALARMS[2SPARE] |  |  |  | APRIL 11,2017 | IN STOCK ESTEVAN
LEAK DET. |  | DP HARP |  |  | EJA 530A |  |  | SEVEN ON SITE IN USE |  |  |  | APRIL 11,2017 | IN STOCK ESTEVAN
UPS |  | APC |  |  | 1500 | [6 empty] | APRIL 11,2017 | IN STOCK ESTEVAN
H.M.I |  | HP COMPAQ |  |  | D8C69UT#ABA | [6 empty] | APRIL 11,2017 | IN STOCK ESTEVAN
HEATER AND AIR CONDITION EQUIPMENT PARTS LIST
DESIGNATION | TAG# | MAKE |  |  | MODEL # |  | TYPE | SIZE | COMMENTS |  |  | CONFIRMED AT SITE | AVAILABILTY OF REPLACEMENT UNIT
DOG HOUSE A/C |  | COMFORT AIR | [5 empty] | 10,000BTU |  |  |  | APRIL 11,2017 | IN STOCK ESTEVAN
DOG HOUSE HEAT |  | OUELLETT |  |  |  |  | GP | 10,000W |  |  |  | APRIL 11,2017 | IN STOCK ESTEVAN
INJ. BLD |  | ROUGHNECK |  |  | FX5 |  | XP | 5000W |  |  |  | APRIL 11,2017 | IN STOCK ESTEVAN
VRU CONTROL EQUIPMENT PARTS LIST
DESIGNATION | TAG# | MAKE |  |  | MODEL # |  |  | INFO | COMMENTS |  |  | CONFIRMED AT SITE | AVAILABILTY OF REPLACEMENT UNIT
NO EQUIPMENT | [11 empty] | APRIL 11,2017
TREATER BURNER CONTROL EQUIPMENT PARTS LIST
DESIGNATION | TAG# | MAKE |  |  | MODEL # |  |  | INFO | COMMENTS |  |  | CONFIRMED AT SITE | AVAILABILTY OF REPLACEMENT UNIT
NO EQUIPMENT | [11 empty] | APRIL 11,2017
FLARE STACK EQUIPMENT PARTS LIST
DESIGNATION | TAG# | MAKE |  |  | MODEL # |  |  | INFO | COMMENTS |  |  | CONFIRMED AT SITE | AVAILABILTY OF REPLACEMENT UNIT
NO EQUIPMENT | [11 empty] | APRIL 11,2017
01-22-004-33 W1M SHIER
ELECTRICAL CRITICAL
DESIGNATION
MOTOR INFO | MAKE | HP | RPM | FRAME | AMPS | VOLTAGE | TYPE | CAT.#/MOD.# | COMMENTS |  |  | CONFIRMED AT SITE | AVAILABILTY OF REPLACEMENT UNIT
Disposal Pump Motor | GE | 100/75/60 | 1140 | 445T | 111 | 480V/3Ph | TEFC | 5KOW445QSS30LAF2 | MOTOR IS RATHER RUOGH LOOKING AND RUSTED |  |  | APRIL 7,2017
SUMP PUMP | BALDOR | 1 | 1800 | 56 |  | 240V/1PH | XP |  | NOT WORTH REMOVING |  |  | APRIL 7,2017
CONTROLLER INFO | MAKE | HP |  |  | AMPS | VOLTAGE | TYPE | CAT.#/MOD.# | BREAKER/FUSE SIZE: | OVERLOAD | COMMENTS | CONFIRMED AT SITE | AVAILABILTY OF REPLACEMENT UNIT
Disposal Pump Starter |  | N/A | N/A | N/A | [6 empty] | JUST THE CABINET | APRIL 7,2017
Recycle Pump Starter | U/N | N/A | N/A | N/A | 15 | 600V | Starter | Contactor # SIE 3RT1017-1AK61 | 15AMP | 3RU1116-1DBO |  | APRIL 7,2017
MAIN DISCONNECT INFO | MAKE |  |  |  | AMPS | VOLTAGE | TYPE | CAT.#/MOD.# | COMMENTS |  |  | CONFIRMED AT SITE | AVAILABILTY OF REPLACEMENT UNIT
MAIN | SQUARE D |  |  |  | 600A |  | BREAKER |  |  |  |  | APRIL 7,2017
| FEDERAL |  |  |  | 200A |  | FUSE |  |  |  |  | APRIL 7,2017
INJ. DISCONNECT | SQUARE D |  |  |  | 400A |  | BREAKER |  |  |  |  | APRIL 7,2017
01-22-004-33 W1M SHIER
ESD LISTS
ESD DESIGNATION | MAKE |  |  |  | MODEL # |  |  |  | COMMENTS |  |  | CONFIRMED AT SITE | AVAILABILTY OF REPLACEMENT UNIT
NO EQUIPMENT | [11 empty] | APRIL 7,2017
INSTRUMENTATION CRITICAL PARTS LIST
DESIGNATION | QTY. | MAKE |  |  | MODEL # |  |  | INFO |  |  | COMMENTS | CONFIRMED AT SITE | AVAILABILTY OF REPLACEMENT UNIT
TANK LEVEL | 4 | TITAN/OMRON |  |  | ? | [5 empty] | NOT WORHT REMOVING | APRIL 7,2017
H2S/LEL CRITICAL PARTS LIST
DESIGNATION | QTY. | MAKE |  |  | MODEL # |  |  | INFO |  |  | COMMENTS | CONFIRMED AT SITE | AVAILABILTY OF REPLACEMENT UNIT
SITE H2S | 4 | SYNTECH |  |  | ? | [5 empty] | NOT WORTH REMOVING | APRIL 7,2017
PLC AND RADIO EQUIPMENT PARTS LIST
DESIGNATION | TAG# | MAKE |  |  | MODEL # |  |  | INFO |  |  | COMMENTS | CONFIRMED AT SITE | AVAILABILTY OF REPLACEMENT UNIT
LEAK DET. SYS |  | PICO |  |  | 1760-L 18BWB-EX(MAIN) | [5 empty] | COULD BE PULLED FOR SALVAGE | APRIL 7,2017
1760-1B12X0W61(EXT)
ALARMS | [7 empty] | EVERYTHING HAS BEEN PULLED |  |  |  | APRIL 7,2017
HEATER AND AIR CONDITION EQUIPMENT PARTS LIST
DESIGNATION | TAG# | MAKE |  |  | MODEL # |  | TYPE | SIZE | COMMENTS |  |  | CONFIRMED AT SITE | AVAILABILTY OF REPLACEMENT UNIT
DOG HOUSE A/C |  | COMFORT AIR | [6 empty] | NOT WORTH REMOVING |  |  | APRIL 7,2017
VRU CONTROL EQUIPMENT PARTS LIST
DESIGNATION | TAG# | MAKE |  |  | MODEL # |  |  | INFO | COMMENTS |  |  | CONFIRMED AT SITE | AVAILABILTY OF REPLACEMENT UNIT
NO EQUIPMENT | [11 empty] | APRIL 7,2017
TREATER BURNER CONTROL EQUIPMENT PARTS LIST
DESIGNATION | TAG# | MAKE |  |  | MODEL # |  |  | INFO | COMMENTS |  |  | CONFIRMED AT SITE | AVAILABILTY OF REPLACEMENT UNIT
NO EQUIPMENT | [11 empty] | APRIL 7,2017
FLARE STACK EQUIPMENT PARTS LIST
DESIGNATION | TAG# | MAKE |  |  | MODEL # |  |  | INFO | COMMENTS |  |  | CONFIRMED AT SITE | AVAILABILTY OF REPLACEMENT UNIT
FLARE STACK |  | PYRAMID | [5 empty] | 120V TO 12VDC |  |  |  | APRIL 7,2017 | IN STOCK ESTEVAN
12-30-002-28 W1M PIERSON EAST
ELECTRICAL CRITICAL
DESIGNATION
MOTOR INFO | MAKE | HP | RPM | FRAME | AMPS | VOLTAGE | TYPE | CAT.#/MOD.# | COMMENTS |  |  | CONFIRMED AT SITE | AVAILABILTY OF REPLACEMENT UNIT
Treater Air Comp | TECO | 1.5 | 3600 | 143T | 1.6 | 575/3P | X/P | XH1/502TE5 |  |  |  | APRIL 12,2017
VRU Blower B-2001 | TECO | 7.5 | 1800 | 213T | 7.2 | 575/3P | X/P | XH7/504TES |  |  |  | APRIL 12,2017
VRU Comp M-3001 | TECO | 30 | 1800 | 286T | 28 | 575/3P | X/P | XH03004TE5 | NOT USE |  |  | APRIL 12,2017
Oil Transfer Pump P-202 | TECO | 5 | 1200 | 215T | 4.9 | 575/3P | X/P | PDH00506TE5N |  |  |  | APRIL 12,2017
Recycle Pump P-303 | TECO | 5 | 1800 | 184T | 5 | 575/3P | X/P | XH00545 |  |  |  | APRIL 12,2017
Booster Pump P-101 | TECO | 5 | 3600 | 184T | 4.5 | 575/3P | X/P | PDH00506TE5N |  |  |  | APRIL 12,2017
Inj Pump P-110 | TECO | 100 | 1200 | 444T | 94 | 575/3P | X/P | PDH10006TE5N |  |  |  | APRIL 12,2017
Sump Pump | TECO | 1 | 1800 | 143T | 1.4 | 575/3P | X/P | 63SE109 |  |  |  | APRIL 12,2017
HEADER AIR COMP. | TECO | 1 | 1800 | 56 | 2 | 240V/1PH | X/P | XXA6C17XBOJP |  |  |  | APRIL 12,2017 | IN STOCK ESTEVAN
CONTROLLER INFO | MAKE | HP |  |  | AMPS | VOLTAGE | TYPE | CAT.#/MOD.# | BREAKER/FUSE SIZE: | OVERLOAD | COMMENTS | CONFIRMED AT SITE | AVAILABILTY OF REPLACEMENT UNIT
12-30-002-28 W1M PIERSON EAST
ELECTRICAL CRITICAL
DESIGNATION
Treater Air Comp | ALLEN BRADLEY | N/A | N/A | N/A | N/A | 600V | STARTER | A-B Contactor# 191205135611002 | 15AMP | A&B 1-16AMPS |  | APRIL 12,2017 | IN STOCK ESTEVAN
VRU BloweR | TOSHIBA | N/A | N/A | N/A | N/A | 600V | VFD | TOSHIBA VFD # VFAS1-5055PM | 3AMP | N/A |  | APRIL 12,2017
VRU Comp | TOSHIBA | N/A | N/A | N/A | N/A | 600V | VFD | TOSHIBA VFD # VFAS1-6900PL-HN | 3AMP | N/A | NOT IN USE | APRIL 12,2017
Oil Transfer PumP | ALLEN BRADLEY | N/A | N/A | N/A | N/A | 600V | STARTER | A-B Contactor# SIZE 1 | 30AMP | A&B .2-1.0AMP |  | APRIL 12,2017 | IN STOCK ESTEVAN
Recycle Pump | POWERFLEX | N/A | N/A | N/A | N/A | 600V | VFD | Powerflex 40 VFD CAT#22B-E6P6N104 | 15AMP | N/A |  | APRIL 12,2017
Booster Pump | ALLEN BRADLEY | N/A | N/A | N/A | N/A | 600V | STARTER | A-B Contactor# SIZE 0 | 15AMP | A&B 3.7-12AMP |  | APRIL 12,2017 | IN STOCK ESTEVAN
Inj Pump | TOSHIBA | N/A | N/A | N/A | N/A | 600V | VFD | TOSHIBA VFD# VFAS1-6900L-HN(R11) | 125AMP | N/A |  | APRIL 12,2017
Sump Pump | ALLEN BRADLEY | N/A | N/A | N/A | N/A | 600V | STARTER | A-B CONTACTOR# SIZE 1 | 3AMP | A&B 3.7-12AMP |  | APRIL 12,2017 | IN STOCK ESTEVAN
MAIN DISCONNECT INFO | MAKE |  |  |  | AMPS | VOLTAGE | TYPE | CAT.#/MOD.# | COMMENTS |  |  | CONFIRMED AT SITE | AVAILABILTY OF REPLACEMENT UNIT
MCC | ALLEN BRADLEY | [10 empty] | APRIL 12,2017
MAIN | ALLEN BRADLEY | [7 empty] | NOT MARKED ON THE CABINET |  |  | APRIL 12,2017
ESD LISTS
ESD DESIGNATION | MAKE |  |  |  | MODEL # |  |  | COMMENTS |  |  |  | CONFIRMED AT SITE | AVAILABILTY OF REPLACEMENT UNIT
ESD 3000 | ELOMATIC | [6 empty] | ES0200.U2A04A.322KLO |  |  |  | APRIL 12,2017
ESD 3001 | ELOMATIC | [6 empty] | CANT READ NUMBERS |  |  |  | APRIL 12,2017
INSTRUMENTATION CRITICAL PARTS LIST
DESIGNATION | QTY. | MAKE |  |  | MODEL # |  |  | INFO |  |  | COMMENTS | CONFIRMED AT SITE | AVAILABILTY OF REPLACEMENT UNIT
TANK LEVEL | 3 | KAYDEN |  |  | 810RAE0060C1B0A3E | [6 empty] | APRIL 12,2017 | IN STOCK ESTEVAN
| 3 | FOXBORROW |  |  | 1GP10-T22C1C | [6 empty] | APRIL 12,2017 | IN STOCK ESTEVAN
LEAK DET. | 1 | DP HARP |  |  | EJ530A | [6 empty] | APRIL 12,2017 | IN STOCK ESTEVAN
H2S/LEL CRITICAL PARTS LIST
DESIGNATION | QTY. | MAKE |  |  | MODEL # |  |  | INFO |  |  | COMMENTS | CONFIRMED AT SITE | AVAILABILTY OF REPLACEMENT UNIT
SITE H2S | 4 | NET SAFETY |  |  | M22-AR-A | [5 empty] | 8 CHANNELS(1 SPARE) | APRIL 12,2017 | IN STOCK ESTEVAN
PLC AND RADIO EQUIPMENT PARTS LIST
DESIGNATION | TAG# | MAKE |  |  | MODEL # |  |  | INFO |  |  | COMMENTS | CONFIRMED AT SITE | AVAILABILTY OF REPLACEMENT UNIT
PLC |  | HORNER | [5 empty] | 8 INPUT/OUTPUT CARDS |  |  |  | APRIL 12,2017 | IN STOCK ESTEVAN
LEAK DET. PLC |  | MICROLOGIX |  |  | 1100 | [6 empty] | APRIL 12,2017 | IN STOCK ESTEVAN
ALARM |  | PROTALK |  |  | 1290+EXPANDER |  |  | 16 ALARMS(3 SPARE) |  |  |  | APRIL 12,2017 | IN STOCK ESTEVAN
RADIO |  | KENWOOD |  |  | NEW STYLE |  |  | CHANNEL 3 |  |  |  | APRIL 12,2017 | IN STOCK ESTEVAN
BATTERY BACK UP |  | HAYLEY |  |  | CCE24A20R19H17 | [6 empty] | APRIL 12,2017 | IN STOCK ESTEVAN
H.M.I |  | THINKSTATION |  |  | PC16044 | [6 empty] | APRIL 12,2017 | IN STOCK ESTEVAN
UPS |  | APC |  |  | 1500 | [6 empty] | APRIL 12,2017 | IN STOCK ESTEVAN
HEATER AND AIR CONDITION EQUIPMENT PARTS LIST
DESIGNATION | TAG# | MAKE |  |  | MODEL # |  | TYPE | SIZE | COMMENTS |  |  | CONFIRMED AT SITE | AVAILABILTY OF REPLACEMENT UNIT
MCC HEAT |  | CALORITECH |  |  |  |  | GP | 10,000W 600V 1/3PH |  |  |  | APRIL 12,2017
12-30-002-28 W1M PIERSON EAST
HEATER AND AIR CONDITION EQUIPMENT PARTS LIST
DESIGNATION | TAG# | MAKE |  |  | MODEL # |  | TYPE | SIZE | COMMENTS |  |  | CONFIRMED AT SITE | AVAILABILTY OF REPLACEMENT UNIT
MCC AC |  | DANBY | [5 empty] | 8000BTU |  |  |  | APRIL 12,2017
HEADER WEST |  | OUELLETT |  |  |  |  | XP | 10,000W 600V 3PH |  |  |  | APRIL 12,2017
HEADER EAST |  | OUELLETT |  |  |  |  | XP | 10,000W 600V 3PH |  |  |  | APRIL 12,2017
INJ. BLD |  | ROUGHNECK |  |  | FX5 |  | XP | 20,000W 600V 3PH |  |  |  | APRIL 12,2017
VRU BLD |  | ROUGHNECK |  |  | FX5 |  | XP | 7500W 600V 3PH |  |  |  | APRIL 12,2017
VRU CONTROL EQUIPMENT PARTS LIST
DESIGNATION | TAG# | MAKE |  |  | MODEL # |  |  | INFO | COMMENTS |  |  | CONFIRMED AT SITE | AVAILABILTY OF REPLACEMENT UNIT
BYPASS |  | BETTIS |  |  | EM302F-04-E7-02-003 | [6 empty] | APRIL 12,2017 | IN STOCK ESTEVAN
TREATER BURNER CONTROL EQUIPMENT PARTS LIST
DESIGNATION | TAG# | MAKE |  |  | MODEL # |  |  | INFO | COMMENTS |  |  | CONFIRMED AT SITE | AVAILABILTY OF REPLACEMENT UNIT
TREATER 1 |  | PROFIRE |  |  | 2100 |  |  | 1P521-EC000 |  |  |  | APRIL 12,2017
FLARE STACK EQUIPMENT PARTS LIST
DESIGNATION | TAG# | MAKE |  |  | MODEL # |  |  | INFO | COMMENTS |  |  | CONFIRMED AT SITE | AVAILABILTY OF REPLACEMENT UNIT
FLARE |  | PYRAMID | [9 empty] | APRIL 12,2017 | IN STOCK ESTEVAN
F.K.O HIGH LEVEL |  | KAYDEN |  |  | 810RAE0120C1B0A3E | [6 empty] | APRIL 12,2017 | IN STOCK ESTEVAN
F.K.O LOW LEVEL |  | KAYDEN |  |  | 810RAE0120C1B0A3E | [6 empty] | APRIL 12,2017 | IN STOCK ESTEVAN
14-09-002-29 W1M PIERSON
ELECTRICAL CRITICAL
MOTOR INFO | MAKE | HP | RPM | FRAME | AMPS | VOLTAGE | TYPE | CAT.#/MOD.# | COMMENTS |  |  | CONFIRMED AT SITE | AVAILABILTY OF REPLACEMENT UNIT
Sump Pump | BALDOR | 1 | 1800 | 56 | 6 | 120/240V 1Ph | X/P | UNKNOWN |  |  |  | APRIL 12,2017
South Disposal 2A | GE | 100 | 1200 | 445T | 94 | 600V/3PH | TEFC | 5B445QBA6E01A |  |  |  | APRIL 12,2017
North Disposal 2B | TECO | 100 | 1200 | 444T | 94 | 600V/3PH | TEFC | PDH10065 |  |  |  | APRIL 12,2017
Booster Pump P-1A | TECO | 25 | 1800 | 284T | 23 | 600V/3PH | TEFC | PDH02545 |  |  |  | APRIL 12,2017
Booster Pump P-2B | TECO | 25 | 1800 | 284T | 23 | 600V/3PH | TEFC | PDH02545 |  |  |  | APRIL 12,2017
P600 | BALDOR | 10 | 3600 | 215TC | 9.5 | 600V/3PH | TEFC | 105259096000010/376814R021MB |  |  |  | APRIL 12,2017
P620 | BALDOR | 10 | 3600 | 215TC | 9.5 | 600V/3PH | TEFC | 105259096000010/376814R021MB |  |  |  | APRIL 12,2017
Back Wash | BALDOR | 7.5 | 3600 | 213TC | 6.9 | 600V/3PH | TEFC | EM3709T-5/37H244S963G1 |  |  |  | APRIL 12,2017
Recycle Pump | GE | 5 | 1800 | 184T | 3.3 | 600V/3PH | X/P | PHP13400313 |  |  |  | APRIL 12,2017
VRU Compressor | TECO | 10 | 1800 | 215T | 9.6 | 600V/3PH | X/P | XH01004TE5 |  |  |  | APRIL 12,2017
HEADER AIR COMP | WEG | 2 | 1800 | 145T |  | 600V/3PH | X/P | 00218X-13H145T |  |  |  | APRIL 12,2017
AIR COMP. A+B |  | 10 | 1800 | 215TC | 13.5 | 460V/3PH | X/P | KVKAAA4S10TNZ61 | TWO OF THESE UITS AND THEY ARE MOTOR AND COMPRESSOR |  |  | APRIL 12,2017
CONTROLLER INFO | MAKE | HP |  |  | AMPS | VOLTAGE | TYPE | CAT.#/MOD.# | BREAKER/FUSE SIZE: | OVERLOAD | COMMENTS | CONFIRMED AT SITE | AVAILABILTY OF REPLACEMENT UNIT
Recycle Pump | MCC CELL |  |  |  | 15A | 600V | Cross the Line | Contactor # KM DIL1 | 15AMP | 6-10AMPS |  | APRIL 12,2017 | IN STOCK ESTEVAN
VRU Compressor | MCC CELL |  |  |  | 33A | 600V | Cross the Line | Contactor # KM DIL1-22-NA | 33AMP | A+B 3.7-12AMPS |  | APRIL 12,2017 | IN STOCK ESTEVAN
Booster Pump P-1A | MCC CELL |  |  |  | 60A | 600V | Cross the Line | Contactor # KM DIL2 | 60AMP | KM 16-24AMPS |  | APRIL 12,2017 | IN STOCK ESTEVAN
Booster Pump P-2B | MCC CELL |  |  |  | 60A | 600V | Cross the Line | Contactor # KM DIL2 | 60AMP | KM24-40AMPS |  | APRIL 12,2017 | IN STOCK ESTEVAN
North Disposal 2B | MCC CELL |  |  |  | 100A | 600V | Cross the Line | Contactor # KM DIL4-22-NA | 100AMP | KM70-100AMPS |  | APRIL 12,2017 | IN STOCK ESTEVAN
P600 |  |  |  |  | 30A | 600V | VFD | AF-650 GP 6KGP53010X9XXXXA1 | 30AMP | N/A |  | APRIL 12,2017
P620 |  |  |  |  | 30A | 600V | VFD | AF-650 GP 6KGP53010X9XXXXA1 | 30AMP | N/A |  | APRIL 12,2017
South Disposal 2A | MCC CELL |  |  |  | 100A | 600V | Cross the Line | Contactor # KM DIL4-22-NA | 100AMP | KM70-100AMPS |  | APRIL 12,2017 | IN STOCK ESTEVAN
P610 | [5 empty] | 600V | Cross the Line |  |  | GE 6-13.5A | GE CR306CX#0 | APRIL 12,2017 | IN STOCK ESTEVAN
14-09-002-29 W1M PIERSON
MAIN DISCONNECT INFO | MAKE |  |  |  | AMPS | VOLTAGE | TYPE | CAT.#/MOD.# | COMMENTS |  |  | CONFIRMED AT SITE | AVAILABILTY OF REPLACEMENT UNIT
MCC | KLOCKNER MOLLER | [10 empty] | APRIL 12,2017
MAIN | KLOCKNER MOLLER | [7 empty] | NOT MARKED ON THE CABINET |  |  | APRIL 12,2017
ESD AND M.O.V LISTS
ESD DESIGNATION | MAKE |  |  |  | MODEL # |  |  | COMMENTS |  |  |  | CONFIRMED AT SITE | AVAILABILTY OF REPLACEMENT UNIT
PUMP BLD | CVS |  |  |  | CVS921R11 |  |  | SEVEN IN THE BUILDING(M.O.V) |  |  |  | APRIL 12,2017 | ?
FILTER BLD[KV-1000] | CVS |  |  |  | CVS125SR10 |  |  | 71342 |  |  |  | APRIL 12,2017 | ?
FILTER BLD[KV-2000] | CVS |  |  |  | CVS125SR10 |  |  | ? |  |  |  | APRIL 12,2017 | ?
GAS VALVE | ? |  |  |  | 43KF-FP-CVS130-8 | [6 empty] | APRIL 12,2017
INSTRUMENTATION CRITICAL PARTS LIST
DESIGNATION | QTY. | MAKE |  |  | MODEL # |  |  | INFO |  |  | COMMENTS | CONFIRMED AT SITE | AVAILABILTY OF REPLACEMENT UNIT
TANK LEVEL | 6 | TITAN |  |  | 3300 | [6 empty] | APRIL 12,2017 | IN STOCK ESTEVAN
LEAK DET. | 1 | ROSEMOUNT | [9 empty] | APRIL 12,2017 | IN STOCK ESTEVAN
H2S/LEL CRITICAL PARTS LIST
DESIGNATION | QTY. | MAKE |  |  | MODEL # |  |  | INFO |  |  | COMMENTS | CONFIRMED AT SITE | AVAILABILTY OF REPLACEMENT UNIT
PLC AND RADIO EQUIPMENT PARTS LIST
DESIGNATION | TAG# | MAKE |  |  | MODEL # |  |  | INFO |  |  | COMMENTS | CONFIRMED AT SITE | AVAILABILTY OF REPLACEMENT UNIT
PLC |  | COMPACT LOGIX |  |  | L32E |  |  | 3-INPUT 3-OUTPUT 2-ANALOG IN 2-ANALOG OUT |  |  |  | APRIL 12,2017 | IN STOCK ESTEVAN
ALARM |  | PROTALK |  |  | 1290+EXPANDER |  |  | 16 ALARMS( SPARE) |  |  |  | APRIL 12,2017 | IN STOCK ESTEVAN
RADIO |  | KENWOOD |  |  | NEW STYLE |  |  | CHANNEL 3 |  |  |  | APRIL 12,2017 | IN STOCK ESTEVAN
BATTERY BACK UP |  | HAYLEY |  |  | CCE24A20R19H17 | [6 empty] | APRIL 12,2017 | IN STOCK ESTEVAN
H.M.I |  | HP COMPAQ |  |  | 6305 |  |  | C1E5OUT#ABA |  |  |  | APRIL 12,2017 | IN STOCK ESTEVAN
UPS |  | APC |  |  | 1500 | [6 empty] | APRIL 12,2017 | IN STOCK ESTEVAN
DOG HOUSE RADIO |  | KENWOOD |  |  | OLD STYLE |  |  | CHANNEL 3+2 |  |  |  | APRIL 12,2017 | IN STOCK ESTEVAN
AIR COMP CONTROL |  | EATON |  |  | 719-AC-RC |  |  | 12 INPUTS AND 6 OUT PUTS |  |  |  | APRIL 12,2017 | IN STOCK ESTEVAN
HEATER AND AIR CONDITION EQUIPMENT PARTS LIST
DESIGNATION | TAG# | MAKE |  |  | MODEL # |  | TYPE | SIZE | COMMENTS |  |  | CONFIRMED AT SITE | AVAILABILTY OF REPLACEMENT UNIT
HEADER |  | ROUGHNECK |  |  |  |  | XP | 10000W 600V 3PH |  |  |  | APRIL 12,2017
PUMP BLD |  | ROUGHNECK |  |  | FX5 |  | XP | 5000W 600V 3PH |  |  |  | APRIL 12,2017
VRU BLD |  | ROUGHNECK |  |  | FX4 |  | XP | 7500W 600V 3PH |  |  |  | APRIL 12,2017
INJ. BLD. S |  | ROUGHNECK |  |  |  |  | XP | 5000W 600V 3PH |  |  |  | APRIL 12,2017
INJ. BLD. N |  | ROUGHNECK |  |  |  |  | XP | 5000W 600V 3PH |  |  |  | APRIL 12,2017
FILTER BLD.S |  | ROUGHNECK |  |  | FX5 |  | XP | 10000W 600V 3PH |  |  |  | APRIL 12,2017
FILTER BLD.N |  | ROUGHNECK |  |  | FX5 |  | XP | 10000W 600V 3PH |  |  |  | APRIL 12,2017
AIR COMP. BLD |  | OUELLETT |  |  |  |  | GP | 4800W 480V/3PH |  |  |  | APRIL 12,2017
TREATER |  | ROUGHNECK |  |  |  |  | XP | 5000W 600V 3PH |  |  |  | APRIL 12,2017
VRU CONTROL EQUIPMENT PARTS LIST
DESIGNATION | TAG# | MAKE |  |  | MODEL # |  |  | INFO | COMMENTS |  |  | CONFIRMED AT SITE | AVAILABILTY OF REPLACEMENT UNIT
VRU CONT |  | PICO |  |  | 1760-L18AWA-EX | [6 empty] | APRIL 12,2017
14-09-002-29 W1M PIERSON
TREATER BURNER CONTROL EQUIPMENT PARTS LIST
DESIGNATION | TAG# | MAKE |  |  | MODEL # |  |  | INFO | COMMENTS |  |  | CONFIRMED AT SITE | AVAILABILTY OF REPLACEMENT UNIT
TREATER B1 |  | PROFIRE |  |  | 2100 |  |  | 1P521-EC000 |  |  |  | APRIL 12,2017
TREATER B2 |  | PROFIRE |  |  | 2100 |  |  | 1P521-EC000 |  |  |  | APRIL 12,2017
TREATER B3 |  | PROFIRE |  |  | 2100 |  |  | 1P521-EC000 |  |  |  | APRIL 12,2017
TREATER B4 |  | PROFIRE |  |  | 2100 |  |  | 1P521-EC000 |  |  |  | APRIL 12,2017
FLARE STACK EQUIPMENT PARTS LIST
DESIGNATION | TAG# | MAKE |  |  | MODEL # |  |  | INFO | COMMENTS |  |  | CONFIRMED AT SITE | AVAILABILTY OF REPLACEMENT UNIT
FLARE |  | PYRAMID | [9 empty] | APRIL 12,2017 | IN STOCK ESTEVAN

## MARK
06-20-006-09 W2M BENSON
ELECTRICAL CRITICAL
DESIGNATION
MOTOR INFO | MAKE | HP | RPM | FRAME | AMPS | VOLTAGE | TYPE | CAT.#/MOD.# | COMMENTS |  | AVAILABILTY | CONFIRMED AT SITE | AVAILABILTY OF REPLACEMENT UNIT
RECYCLE PUMP | ETATECH | 1.5 | 1800 | 145T | 3 | 480/3PH | TEXP | N-BRFW6 |  |  |  | MARCH 27/2017 | IN STOCK ESTEVAN
CONTROLLER INFO | MAKE | HP |  |  | AMPS | VOLTAGE | TYPE | CAT.#/MOD.# | BREAKER/FUSE SIZE: | OVERLOAD | AVAILABILTY | CONFIRMED AT SITE | AVAILABILTY OF REPLACEMENT UNIT
RECYCLE CONTROLLER | WILLET | N/A | N/A | N/A | 15 | 600V | STARTER | Contactor # SIE 3RT1036-1A | 15AMP | SIE 3RU1136-1HB0 | FIELD REBUILDABLE/REPLACABLE | MARCH 27/2017 | IN STOCK ESTEVAN
MAIN DISCONNECT INFO | MAKE |  |  |  | AMPS | VOLTAGE | TYPE | CAT.#/MOD.# | COMMENTS |  | AVAILABILTY | CONFIRMED AT SITE | AVAILABILTY OF REPLACEMENT UNIT
SITE DISCONNECT | GE |  |  |  | 60 | 600V | FUSE |  |  |  | FIELD REBUILDABLE/REPLACABLE | MARCH 27/2017 | IN STOCK ESTEVAN
ESD LISTS
ESD DESIGNATION | MAKE |  |  |  | MODEL # |  |  | CONTROL | COMMENTS |  | AVAILABILTY | CONFIRMED AT SITE | AVAILABILTY OF REPLACEMENT UNIT
SINGLE WELL ESD | BETTIS |  |  |  | EM 820-30-E7-02-001 |  |  | ELECTRIC ONLY |  |  |  | MARCH 27/2017
INSTRUMENTATION CRITICAL SPARE PARTS LIST
DESIGNATION | TAG# | MAKE |  |  | MODEL # |  |  | INFO | COMMENTS |  | AVAILABILTY | CONFIRMED AT SITE | AVAILABILTY OF REPLACEMENT UNIT
WATER TANK |  | TITAIN |  |  | OMRON COUNTER |  |  | ONE WATER |  |  | FIELD REBUILDABLE/REPLACABLE | MARCH 27/2017 | IN STOCK ESTEVAN
OIL TANK |  | TITAIN |  |  | OMRON COUNTER |  |  | THREE OIL |  |  | FIELD REBUILDABLE/REPLACABLE | MARCH 27/2017 | IN STOCK ESTEVAN
H2S/LEL CRITICAL SPARE PARTS LIST
DESIGNATION | TAG# | MAKE |  |  | MODEL # |  |  | INFO | COMMENTS |  | AVAILABILTY | CONFIRMED AT SITE | AVAILABILTY OF REPLACEMENT UNIT
|  | NET SAFETY |  |  | M22-AR-A |  |  | 3 CHANNEL(1 SPARE) |  |  | FIELD REBUILDABLE/REPLACABLE | MARCH 27/2017 | IN STOCK ESTEVAN
PLC AND RADIOEQUIPMENT PARTS LIST
DESIGNATION | TAG# | MAKE |  |  | MODEL # |  |  | INFO | COMMENTS |  | AVAILABILTY | CONFIRMED AT SITE | AVAILABILTY OF REPLACEMENT UNIT
RADIO |  | KENWOOD |  |  | NEW STYLE |  |  | CHANNEL ONE |  |  | FIELD REBUILDABLE/REPLACABLE | MARCH 27/2017 | IN STOCK ESTEVAN
ALARM |  | PROTALK |  |  | 1290 |  |  | 8 ALARMS(4 SPARE) |  |  | FIELD REBUILDABLE/REPLACABLE | MARCH 27/2017 | IN STOCK ESTEVAN
HEATER AND AIR CONDITION EQUIPMENT PARTS LIST
DESIGNATION | TAG# | MAKE |  |  | MODEL # |  | TYPE | SIZE | COMMENTS |  | AVAILABILTY | CONFIRMED AT SITE | AVAILABILTY OF REPLACEMENT UNIT
TREATER HEATER |  | ROUGHNECK |  |  | XL4 |  | X/P | 10,000W 480V/3PH |  |  | FIELD REBUILDABLE/REPLACABLE | MARCH 27/2017 | IN STOCK ESTEVAN
VRU CONTROL EQUIPMENT PARTS LIST
DESIGNATION | TAG# | MAKE |  |  | MODEL # |  |  | INFO | COMMENTS |  | AVAILABILTY | CONFIRMED AT SITE | AVAILABILTY OF REPLACEMENT UNIT
NO VRU EQUIPMENT
TREATER BURNER CONTROL EQUIPMENT PARTS LIST
DESIGNATION | TAG# | MAKE |  |  | MODEL # |  |  | INFO | COMMENTS |  | AVAILABILTY | CONFIRMED AT SITE | AVAILABILTY OF REPLACEMENT UNIT
TREATER BURNER |  | PROFIRE |  |  | 2100 |  |  | 1PS21-BMS |  |  |  | MARCH 27/2017
FLARE STACK EQUIPMENT PARTS LIST
DESIGNATION | TAG# | MAKE |  |  | MODEL # |  |  | INFO | COMMENTS |  | AVAILABILTY | CONFIRMED AT SITE | AVAILABILTY OF REPLACEMENT UNIT
FLARE |  | PYRAMID |  |  | 120V | [5 empty] | FIELD REBUILDABLE/REPLACABLE | MARCH 27/2017 | IN STOCK ESTEVAN
15-25-007-11 W2M INNES
ELECTRICAL CRITICAL
DESIGNATION
MOTOR INFO | MAKE | HP | RPM | FRAME | AMPS | VOLTAGE | TYPE | CAT.#/MOD.# | COMMENTS |  |  | CONFIRMED AT SITE | AVAILABILTY OF REPLACEMENT UNIT
East Inj Pump Motor | TOSHIBA | 100 | 1200 | 44T | 120 | 480V/3PHASE | TIKK | B1006YLF4AO |  |  |  | MARCH 31,2017
SKIM Pump Motor | BALDOR | 3 | 1800 | 182T | 4.3 | 480V/3PHASE | X/P | M7042T |  |  |  | MARCH 31,2017 | IN STOCK ESTEVAN
West Inj Pump Motor | TOSHIBA | 100 | 1200 | 444T | 120 | 480V/3PHASE | TIKK | B1006YLF4AO |  |  |  | MARCH 31,2017
Sump Pump Motor | WH | 2 | 1800 | 145T | 2.9 | 480V/3PHASE | X/P | SOO204TXT4 |  |  |  | MARCH 31,2017 | IN STOCK ESTEVAN
Header Air Comp. Motor | WH | 3 | 1800 | 182T | 3.9 | 480V/3PHASE | X/P | XH00304TE2 |  |  |  | MARCH 31,2017 | IN STOCK ESTEVAN
Treater Air Comp. Motor | Emerson | 3 | 1800 | 182T | 4 | 480V/3PHASE | TEFC | YC3E2B |  |  |  | MARCH 31,2017 | IN STOCK ESTEVAN
VRU Compressor Motor | Marathon | 3 | 1800 | 184T | 6.5 | 480V/3PHASE | TGS | AE 184TTGS1026AR L |  |  |  | MARCH 31,2017 | IN STOCK ESTEVAN
North Recycle Pump Motor | BALDOR | 1.5 | 3600 | 143TC | 2.3 | 480V/3PHASE | X/P |  |  |  |  | MARCH 31,2017 | IN STOCK ESTEVAN
CONTROLLER INFO | MAKE | HP |  |  | AMPS | VOLTAGE | TYPE | CAT.#/MOD.# | BREAKER/FUSE SIZE: | OVERLOAD | COMMENTS | CONFIRMED AT SITE | AVAILABILTY OF REPLACEMENT UNIT
East Inj Pump Starter | Square D | N/A | N/A | N/A | 250 | 600V | Soft Start | Benshaw (RS6-100-4-C) | 250 | H2006B |  | MARCH 31,2017
South Recycle Pump Starter | Square D | N/A | N/A | N/A | 7 | 600V | Starter | Square D Size 1 | 7 | 3-9M | FIELD REBUILDABLE | MARCH 31,2017 | IN STOCK ESTEVAN
West Inj Pump Starter | Square D | N/A | N/A | N/A | 250 | 600V | Soft Start | Benshaw (RS6-100-4-C) | 250 | H2006B |  | MARCH 31,2017
15-25-007-11 W2M INNES
ELECTRICAL CRITICAL
DESIGNATION
MOTOR INFO | MAKE | HP | RPM | FRAME | AMPS | VOLTAGE | TYPE | CAT.#/MOD.# | COMMENTS |  |  | CONFIRMED AT SITE | AVAILABILTY OF REPLACEMENT UNIT
Sump Pump Starter | Square D | N/A | N/A | N/A | 7 | 600V | Starter | Square D Size 1 | 7 | 3-9M | FIELD REBUILDABLE | MARCH 31,2017 | IN STOCK ESTEVAN
Header Air Comp. Starter | Square D | N/A | N/A | N/A | 7 | 600V | Starter | Square D Size 1 Starter | 7 | 3-9M | FIELD REBUILDABLE | MARCH 31,2017 | IN STOCK ESTEVAN
Treater Air Comp. Starter | Square D | N/A | N/A | N/A | 7 | 600V | Starter | Square D Size 1 | 7 | 3-9M | FIELD REBUILDABLE | MARCH 31,2017 | IN STOCK ESTEVAN
VRU Compressor Starter | Square D | N/A | N/A | N/A | 7 | 600V | Starter | Square D Size 1 | 7 | 3-9M | FIELD REBUILDABLE | MARCH 31,2017 | IN STOCK ESTEVAN
North Recycle Pump Starter | Square D | N/A | N/A | N/A | 7 | 600V | Starter | Square D Size 1 | 7 | 3-9M | FIELD REBUILDABLE | MARCH 31,2017 | IN STOCK ESTEVAN
MAIN DISCONNECT INFO | MAKE |  |  |  | AMPS | VOLTAGE | TYPE | CAT.#/MOD.# |  |  | COMMENTS | CONFIRMED AT SITE | AVAILABILTY OF REPLACEMENT UNIT
MAIN BREAKER | SUQARE D |  |  |  | 800 | 600V |  | MEL36800LS |  |  |  | MARCH 31,2017
ESD LISTS
ESD DESIGNATION | MAKE |  |  |  | MODEL # | [5 empty] | COMMENTS | CONFIRMED AT SITE | AVAILABILTY OF REPLACEMENT UNIT
ESD 101 | ELOMATIC |  |  |  | F0200V | [6 empty] | MARCH 31,2017
ESD 102 | BETTIS |  |  |  | RRC22505R4 | [6 empty] | MARCH 31,2017
ESD 103 | BETTIS |  |  |  | DXPL21GNEB |  |  | CB725-SR80-11 |  |  |  | MARCH 31,2017
INSTRUMENTATION CRITICAL PARTS LIST
DESIGNATION | QTY. | MAKE |  |  | MODEL # |  |  | INFO |  |  | COMMENTS | CONFIRMED AT SITE | AVAILABILTY OF REPLACEMENT UNIT
H2S/LEL CRITICAL PARTS LIST
DESIGNATION | QTY. | MAKE |  |  | MODEL # |  |  | INFO |  |  | COMMENTS | CONFIRMED AT SITE | AVAILABILTY OF REPLACEMENT UNIT
SITE H2S |  | SAFETY NET |  |  | 2000 |  |  | SLOTS FOR 12 HEADS (TWO SPARE) |  |  |  | MARCH 31,2017
SITE LEL |  | SAFETY NET |  |  | 2000 |  |  | SLOTS FOR 4 HEADS (TWO SPARE) |  |  |  | MARCH 31,2017
PLC AND RADIO EQUIPMENT PARTS LIST
DESIGNATION | TAG# | MAKE |  |  | MODEL # |  |  | INFO |  |  | COMMENTS | CONFIRMED AT SITE | AVAILABILTY OF REPLACEMENT UNIT
RADIO |  | KENWOOD |  |  | NEW STYLE |  |  | CHANNEL ONE |  |  | FIELD REBUILDABLE | MARCH 31,2017 | IN STOCK ESTEVAN
ALARM |  | PROTALK |  |  | 1290(ONE EXPANDER) |  |  | 9 ALARMS [7 SPARE] |  |  | FIELD REBUILDABLE | MARCH 31,2017 | IN STOCK ESTEVAN
PLC UPS |  | BATRIC |  |  | BFB3B-24/30-A-1 | [6 empty] | MARCH 31,2017
PLC |  | ALLEN BRADLEY |  |  | SLIC 500 |  |  | 4-DIGITAL INPUT CARDS | 2-ANALOG INPUT CARDS |  |  | MARCH 31,2017 | IN STOCK ESTEVAN
[8 empty] | 6-DIGITAL OUT PUT CARDS | 2-ANALOG OUTPUT CARD
H.M.I COMPUTER |  | HP COMPAQ |  |  | PRO6300 |  |  | D8C69VT#ABA |  |  |  | MARCH 31,2017 | IN STOCK ESTEVAN
H.M.I UPS |  | APC |  |  | PRO1500 | [6 empty] | MARCH 31,2017 | IN STOCK ESTEVAN
HEATER AND AIR CONDITION EQUIPMENT PARTS LIST
DESIGNATION | TAG# | MAKE |  |  | MODEL # |  | TYPE | SIZE |  |  | COMMENTS | CONFIRMED AT SITE | AVAILABILTY OF REPLACEMENT UNIT
HEADER A |  | ROUGHNECK |  |  | FX5 |  | X/P | 10,000W |  |  |  | MARCH 31,2017 | IN STOCK ESTEVAN
HEADER B |  | ROUGHNECK |  |  | FX5 |  | X/P | 7,500W |  |  |  | MARCH 31,2017 | IN STOCK ESTEVAN
TREATER |  | ROUGHNECK |  |  | XL4 |  | X/P | 10,000W |  |  |  | MARCH 31,2017 | IN STOCK ESTEVAN
VRU |  | ROUGHNECK |  |  | XL4 |  | X/P | 5000W |  |  |  | MARCH 31,2017 | IN STOCK ESTEVAN
INJECTION EAST |  | ROUGHNECK |  |  | FX5 |  | X/P | 10,000W |  |  |  | MARCH 31,2017 | IN STOCK ESTEVAN
INJECTION WEST |  | ROUGHNECK |  |  | FX5 |  | X/P | 5000W |  |  |  | MARCH 31,2017 | IN STOCK ESTEVAN
F.K.O BUILDING |  | ROUGHNECK |  |  | FX5 |  | X/P | 10,000W |  |  |  | MARCH 31,2017 | IN STOCK ESTEVAN
VRU CONTROL EQUIPMENT PARTS LIST
DESIGNATION | TAG# | MAKE |  |  | MODEL # |  |  | INFO |  |  | COMMENTS | CONFIRMED AT SITE | AVAILABILTY OF REPLACEMENT UNIT
VRU BYPASS |  | BETTIS |  |  | EM 320F-10-E7-02-003 | [6 empty] | MARCH 31,2017 | IN STOCK ESTEVAN
CONTROL UNIT |  | ? |  |  | ? |  |  | #1760-L18AWA-EX | PICO CONTROL UNIT |  |  | MARCH 31,2017 | IN STOCK ESTEVAN
TREATER BURNER CONTROL EQUIPMENT PARTS LIST
DESIGNATION | TAG# | MAKE |  |  | MODEL # |  |  | INFO |  |  | COMMENTS | CONFIRMED AT SITE | AVAILABILTY OF REPLACEMENT UNIT
TRTER BURNER NORTH |  | PROFIRE |  |  | 2100 |  |  | 1PS21-E0000 |  |  |  | MARCH 31,2017
TRTER BURNER SOUTH |  | PROFIRE |  |  | 2100 |  |  | 1PS21-E0000 |  |  |  | MARCH 31,2017
FLARE STACK EQUIPMENT PARTS LIST
DESIGNATION | TAG# | MAKE |  |  | MODEL # |  |  | INFO |  |  | COMMENTS | CONFIRMED AT SITE | AVAILABILTY OF REPLACEMENT UNIT
FLARE
07-04-010-08 W2M LOST HORSE HILLS
ELECTRICAL CRITICAL
DESIGNATION
MOTOR INFO | MAKE | HP | RPM | FRAME | AMPS | VOLTAGE | TYPE | CAT.#/MOD.# | COMMENTS |  | AVAILABILTY | CONFIRMED AT SITE | AVAILABILTY OF REPLACEMENT UNIT
West Recycle Pump Motor(115A) | GE | 3 | 1800 | 254T | 4.3 | 480V/ 3Phase | TEFC | 8F3514 |  |  |  | 2017-03-23 | IN STOCK ESTEVAN
East Recycle Pump Motor(115B) | WH | 5 | 1800 | 184T | 7.1 | 480V/ 3Phase | TEXP | HSB |  |  |  | 2017-03-23 | IN STOCK ESTEVAN
VRU Pump Motor | WEG | 5 | 1800 | 184T | 6.5 | 480V/ 3Phase | EXT | HX005404P |  |  |  | 2017-03-23 | IN STOCK ESTEVAN
Treater Air Comp Motor | WH | 5 | 1800 | 184T | 6.5 | 480V/ 3Phase | TEXP | S00504TXT4 |  |  |  | 2017-03-23 | IN STOCK ESTEVAN
Sump Pump Motor | WH | 5 | 1800 | 184T | 7.1 | 480V/ 3Phase | TEXP | 4-12P1485-24 | NOT IN USE, NO PUMP |  |  | 2017-03-23 | IN STOCK ESTEVAN
Charge Pump Motor 920 | GE | 15 | 1800 | 254T | 17.4 | 480V/ 3Phase | TE | 5KE254CC205AP |  |  |  | 2017-03-23 | IN STOCK ESTEVAN
Skim Pump (116B) | TECO | 7.5 | 1800 | 213T | 8.9 | 480V/ 3Phase | TEFC-XP | XH7/504TE2 |  |  |  | 2017-03-23 | IN STOCK ESTEVAN
Charge Pump Motor 820 | Emerson | 40 | 1800 | 324TS | 36 | 480V/ 3Phase | SCT | H40E2ES/R073 | (PERFOMANCE PUMP?) |  |  | 2017-03-23
Main Air Comp Motor | WEG | 25 | 1800 | 284T | 31 | 480V/ 3Phase | TEFC | 248T787 |  |  |  | 2017-03-23 | IN STOCK ESTEVAN
Inj Pump Motor 920 | Toshiba | 350 | 3600 | N499TS | 382 | 480V/ 3Phase | TEFC | 3F4350L121419 |  |  |  | 2017-03-23 | AT SITE
Inj Pump Motor 820 | Toshiba | 350 | 3600 | N499TS | 382 | 480V/ 3Phase | TEFC | 3F4350L121419 |  |  |  | 2017-03-23 | AT SITE
Inj Pump Motor Spare | Toshiba | 350 | 3600 | N499TS | 382 | 480V/ 3Phase | TEFC | 3F4350L121419 |  |  | SPARE ON SITE | 2017-03-23 | AT SITE
CONTROLLER INFO | MAKE | HP |  |  | AMPS | VOLTAGE | TYPE | CAT.#/MOD.# | BREAKER/FUSE SIZE: | OVERLOAD | AVAILABILTY | CONFIRMED AT SITE | AVAILABILTY OF REPLACEMENT UNIT
West Recycle(115A) | [7 empty] | SQUARE D MCC CELL |  |  | FIELD REBUILDABLE | 2017-03-23 | IN STOCK ESTEVAN
East Recycle(115B) | [7 empty] | SQUARE D MCC CELL |  |  | FIELD REBUILDABLE | 2017-03-23 | IN STOCK ESTEVAN
VRU Pump | YASKAWA |  |  |  | 17 | 480 | VFD |  |  |  |  | 2017-03-23
Treater Air Comp | [7 empty] | SQUARE D MCC CELL |  |  | FIELD REBUILDABLE | 2017-03-23 | IN STOCK ESTEVAN
Sump Pump | [7 empty] | SQUARE D MCC CELL |  |  | FIELD REBUILDABLE | 2017-03-23 | IN STOCK ESTEVAN
Charge Pump 920 | Allen Bradley | N/A | N/A |  | 30 | 600V | Starter | CutlerHammer Contactor # 509-DO | 30 | Allen Bradley W63 |  | 2017-03-23 | IN STOCK ESTEVAN
Skim Pump Main (116B) | [7 empty] | SQUARE D MCC CELL |  |  | FIELD REBUILDABLE | 2017-03-23 | IN STOCK ESTEVAN
Charge Pump 820 | Allen Bradley | N/A | N/A |  | 100 | 600V | Starter | CutlerHammer Contactor # 509-DO | 100 | Allen Bradley W63 |  | 2017-03-23 | IN STOCK ESTEVAN
Main Air Comp | [7 empty] | SQUARE D MCC CELL |  |  | FIELD REBUILDABLE | 2017-03-23 | IN STOCK ESTEVAN
920 Inj. Pump VFD | Allen Bradley | 350 | N/A |  | 700 | 480V/ 3Phase | VFD | 20C D 460 A 0 ANNNBNAO/PowerFLex700H | 700 |  |  | 2017-03-23
820 Inj. Pump VFD | Allen Bradley | 600 | N/A |  | 600 | 480V/ 3Phase | Soft Start | 150-F480NB SER B/SMC Flex | 600 |  |  | 2017-03-23
MAIN DISCONNECT INFO | MAKE |  |  |  | AMPS | VOLTAGE | TYPE | CAT.#/MOD.# | COMMENTS |  | AVAILABILTY | CONFIRMED AT SITE | AVAILABILTY OF REPLACEMENT UNIT
PLC MAIN | SQUARE D |  |  |  | 600 |  | BREAKER |  | DID NOT OPEN TO GET MORE INFO |  |  | 2017-03-23
MCC MAIN | ALLEN BRADLY |  |  |  | 1200 |  | BREAKER |  | DID NOT OPEN TO GET MORE INFO |  |  | 2017-03-23
ESD VALVES
DESIGNATION | MAKE |  |  |  | MODEL # |  |  | CONTROL | COMMENTS |  | AVAILABILTY | CONFIRMED AT SITE | AVAILABILTY OF REPLACEMENT UNIT
EYV-100 | CVS |  |  |  | CVS160SR11 |  |  | 24VDC/AIR |  |  |  | 2017-03-23
EYV-101 | CVS |  |  |  | CVS160SR11 |  |  | 24VDC/AIR |  |  |  | 2017-03-23
EYV-102 | CVS |  |  |  | CVS140SR0 |  |  | 24VDC/AIR |  |  |  | 2017-03-23
INSTRUMENTATION CRITICAL SPARE PARTS LIST
DESIGNATION | TAG# | MAKE |  |  | MODEL # |  |  | INFO | COMMENTS |  | AVAILABILTY | CONFIRMED AT SITE | AVAILABILTY OF REPLACEMENT UNIT
H2S |  | GENERAL MONITOR |  |  | CONTROLLER TA200 |  |  | HEADS ST200 7 ON SITE |  |  |  | 2017-03-23
LEAK DETE. SYS. |  | ROSEMOUNTS | [9 empty] | 2017-03-23
TANK LEVEL CONT. | WATER#1 | [10 empty] | 2017-03-23
| WATER#2 | [10 empty] | 2017-03-23
| 310(OIL) | [10 empty] | 2017-03-23
| 320(OIL) | [10 empty] | 2017-03-23
PLC AND RADIOEQUIPMENT PARTS LIST
DESIGNATION | TAG# | MAKE |  |  | MODEL # |  |  | INFO | COMMENTS |  | AVAILABILTY | CONFIRMED AT SITE | AVAILABILTY OF REPLACEMENT UNIT
ALARM |  | PROTALK |  |  | LINK M1/T1/W3/DI |  |  | 32 ALARMS(16 SPARE) | CELL#306-421-1295 |  |  | 2017-03-23 | IN STOCK ESTEVAN
RADIO |  | KENWOOD |  |  | NEW STYLE |  |  | CHANNEL ONE |  |  |  | 2017-03-23 | IN STOCK ESTEVAN
PLC-MAIN |  | HORNER | [5 empty] | 11 CARDS |  |  |  | 2017-03-23 | IN STOCK AT CNRL OFFICE
PLC-LEAK DETECTION |  | AB |  |  | MICROLOGIX1100 |  |  | 2 ANALOG |  |  |  | 2017-03-23 | IN STOCK AT CNRL OFFICE
H.M.I |  | HP COMPAQ 6005PRO |  |  | VS843UT#ABA |  |  | S/N-2UA2111X37 |  |  |  | 2017-03-23 | IN STOCK AT CNRL OFFICE
UPS |  | APC |  |  | PRO1500 |  |  |  | JUST FOR HMI |  |  | 2017-03-23 | IN STOCK AT ESTEVAN
MAIN UPS |  | HAYLEY |  |  | CCE24A40R19H17 |  |  |  | FOR PLC |  |  | 2017-03-23
HEATER AND AIR CONDITION EQUIPMENT PARTS LIST
DESIGNATION | TAG# | MAKE |  |  | MODEL # |  | TYPE | SIZE | COMMENTS |  | AVAILABILTY | CONFIRMED AT SITE | AVAILABILTY OF REPLACEMENT UNIT
RECYCLE BLD. |  | CHROMALOX |  |  | N/A |  | RAD. | N/A |  |  |  | 2017-03-23 | IN STOCK ESTEVAN
OLD ESD BLD. |  | CHROMALOX |  |  | N/A |  | RAD. | N/A | NOT IN USE |  |  | 2017-03-23 | IN STOCK ESTEVAN
HEATER AND AIR CONDITION EQUIPMENT PARTS LIST
TEST TREATER BLD. |  | CCI THERMAL |  |  | CX1-480160-076-T2A-11B-T |  | RAD. | 7600W 480V 1PH |  |  |  | 2017-03-23 | IN STOCK ESTEVAN
INJ. BLD. NOTRH |  | ROUGHNECK |  |  |  |  | FORCED AIR | ? |  |  |  | 2017-03-23 | IN STOCK ESTEVAN
INJ. BLD. MIDDLE |  | ROUGHNECK |  |  |  |  | FORCED AIR | ? |  |  |  | 2017-03-23 | IN STOCK ESTEVAN
INJ. BLD. SOUTH |  | ROUGHNECK |  |  |  |  | FORCED AIR | ? |  |  |  | 2017-03-23 | IN STOCK ESTEVAN
PLC BLD. NORTH |  | CALORITECH |  |  |  |  | FORCED AIR | 5000W 480V 1/3PH |  |  |  | 2017-03-23 | IN STOCK ESTEVAN
PLC BLD. SOUTH |  | ? |  |  | EVH05B74CT |  | FORCED AIR | 5000W 480V 1/3PH |  |  |  | 2017-03-23 | IN STOCK ESTEVAN
PLC BLD. |  | COMFORT AIR | [5 empty] | 10,000BTU | HORIZONTAL |  |  | 2017-03-23 | IN STOCK ESTEVAN
MCC BLD. EAST |  | COMFORT AIR | [5 empty] | 10,000BTU | VERTICAL |  | SPARE ON SITE | 2017-03-23
MCC BLD. WEST |  | COMFORT AIR | [5 empty] | 10,000BTU | VERTICAL |  | SPARE ON SITE | 2017-03-23
VRU CONTROL EQUIPMENT PARTS LIST
DESIGNATION | TAG# | MAKE |  |  | MODEL # |  |  | INFO | COMMENTS |  | AVAILABILTY | CONFIRMED AT SITE | AVAILABILTY OF REPLACEMENT UNIT
VRU PRESS. TRANS. | PT-400 | ? |  |  | ? | [6 empty] | 2017-03-23
VRU PRESS. TRANS. | PT-630 | ? |  |  | ? | [6 empty] | 2017-03-23
VRU PRESS. TRANS. | PT-640 | ? |  |  | ? | [6 empty] | 2017-03-23
VRU PRESS. TRANS. | PT-300 | ? |  |  | ? | [6 empty] | 2017-03-23
TREATER BURNER CONTROL EQUIPMENT PARTS LIST
DESIGNATION | TAG# | MAKE |  |  | MODEL # |  |  | INFO | COMMENTS |  | AVAILABILTY | CONFIRMED AT SITE | AVAILABILTY OF REPLACEMENT UNIT
TEST TREATER |  | PROFIRE |  |  | 1100 | [6 empty] | 2017-03-23
FLARE STACK
DESIGNATION | TAG# | MAKE |  |  | MODEL # |  |  | INFO | COMMENTS |  | AVAILABILTY | CONFIRMED AT SITE | AVAILABILTY OF REPLACEMENT UNIT
09-11-010-08 W2M LOST HORSE HILLS
ELECTRICAL CRITICAL
DESIGNATION
MOTOR INFO | MAKE | HP | RPM | FRAME | AMPS | VOLTAGE | TYPE | CAT.#/MOD.# | COMMENTS |  | AVAILABILTY | CONFIRMED AT SITE | AVAILABILTY OF REPLACEMENT UNIT
East Inj Pump Motor | WH | 150 | 1200 | 447T | 176 | 480V/3Phase | TEFC | PDH15006TE4NR |  |  |  | MARCH 24/2017
West Inj Pump Motor | WH | 150 | 1200 | 447T | 175 | 480V/3Phase | TEFC | APH15006TEA-PREM |  |  |  | MARCH 24/2017
Vru Compressor Motor | WH | 5 | 3600 | 184T | 5.8 | 480V/3Phase | X/P | XH0052 |  |  | IN STOCK ESTEVAN | MARCH 24/2017
Air Comp Motor | WH | 5 | 1800 | 184T | 12 | 480V/3Phase | X/P | XP0054 |  |  | IN STOCK ESTEVAN | MARCH 24/2017
Charge Pump Motor | WH | 15 | 1800 | 256T | 23 | 480V/3Phase | TEFC | PDH0204 |  |  | IN STOCK ESTEVAN | MARCH 24/2017
Skim Pump Motor | GE | 2 | 1800 | 145T | 2.9 | 480V/3Phase | X/P | K2074 |  |  | IN STOCK ESTEVAN | MARCH 24/2017
Recycle Pump Motor | MARATHON | 2 | 1200 | 184T | 3 | 480V/3Phase | X/P | CC184TTGS1076ASL |  |  | IN STOCK ESTEVAN | MARCH 24/2017
F.K.O. Pump Motor | BALDOR | 1 | 1800 | 145T | 1.7 | 240V/1PHASE | X/P | XH0016 |  |  | IN STOCK ESTEVAN | MARCH 24/2017
CONTROLLER INFO | MAKE | HP |  |  | AMPS | VOLTAGE | TYPE | CAT.#/MOD.# | BREAKER/FUSE SIZE: | OVERLOAD | AVAILABILTY | CONFIRMED AT SITE | AVAILABILTY OF REPLACEMENT UNIT
East Inj Pump Motor Starter | PEC | 300 | N/A | N/A | N/A | 600V | Soft Start | Contactor # 3RW4075-6BB35 | 400AMP |  | SPARE ON SITE | MARCH 24/2017
West Inj Pump Motor Starter | PEC | 300 | N/A | N/A | N/A | 600V | Soft Start | Contactor # 3RW4075-6BB35 | 400AMP |  | SPARE ON SITE | MARCH 24/2017
VRU Comp Motor Starter | PEC 0 | N/A | N/A | N/A | N/A | 600V | Starter | Contactor # SIE 3RT 1017 | 10AMP | SIE 5.5-8AMPS | FIELD REBUILDABLE | MARCH 24/2017
Air Comp Motor Starter | PEC 0 | N/A | N/A | N/A | N/A | 600V | Starter | Contactor # SIE 3RT 1017 | 10AMP | SEI 5.5-8AMPS | FIELD REBUILDABLE | MARCH 24/2017
Charge Pump Motor Starter | Westing House | N/A | N/A | N/A | N/A | 600V | Starter | Contactor # WH SIZE2 | 50AMP | WH FH50 | FIELD REBUILDABLE | MARCH 24/2017
Recycle Pump Motor Starter | Westing House | N/A | N/A | N/A | N/A | 600V | Starter | Contactor # WH SIZE 1 | 15AMP | WH FH27 | FIELD REBUILDABLE | MARCH 24/2017
Skim Pump Motor Starter | Westing House | N/A | N/A | N/A | N/A | 600V | Starter | Contactor # WH SIZE 1 | 15AMP | WH FH28 | FIELD REBUILDABLE | MARCH 24/2017
F.K.O. Pump Motor Starter | 240V Breaker | N/A | N/A | N/A | N/A | 300V | Starter | Contactor # SIE 3RT 1036 | 15AMP |  | FIELD REBUILDABLE | MARCH 24/2017
MAIN DISCONNECT INFO | MAKE |  |  |  | AMPS | VOLTAGE | TYPE | CAT.#/MOD.# | COMMENTS |  | AVAILABILTY | CONFIRMED AT SITE | AVAILABILTY OF REPLACEMENT UNIT
MAIN DISCONNECT INFO | GE |  |  |  | 1200 | [6 empty] | MARCH 24/2017
ESD LISTS
ESD DESIGNATION | MAKE |  |  |  | MODEL # |  |  | CONTROL | COMMENTS |  | AVAILABILTY | CONFIRMED AT SITE | AVAILABILTY OF REPLACEMENT UNIT
ESD 1 | CVS160SR |  |  |  | 71810 | [6 empty] | MARCH 24/2017
ESD 2 | CVS160SR10 |  |  |  | 71810 | [6 empty] | MARCH 24/2017
ESD SEP. | TOP WORK |  |  |  | DXPM21GNEB | [6 empty] | MARCH 24/2017
H2S/LEL CRITICAL SPARE PARTS LIST
DESIGNATION | TAG# | MAKE |  |  | MODEL # |  |  | INFO | COMMENTS |  | AVAILABILTY | CONFIRMED AT SITE | AVAILABILTY OF REPLACEMENT UNIT
H2S |  | GENERAL MONITOR |  |  | DT230 |  |  |  | 8 HEADS ON SITE |  | FIELD REBUILDABLE | MARCH 24/2017
09-11-010-08 W2M LOST HORSE HILLS
INSTRUMENTATION CRITICAL SPARE PARTS LIST
DESIGNATION | TAG# | MAKE |  |  | MODEL # |  |  | INFO | COMMENTS |  | AVAILABILTY | CONFIRMED AT SITE | AVAILABILTY OF REPLACEMENT UNIT
PLC AND RADIOEQUIPMENT PARTS LIST
DESIGNATION | TAG# | MAKE |  |  | MODEL # |  |  | INFO | COMMENTS |  | AVAILABILTY | CONFIRMED AT SITE | AVAILABILTY OF REPLACEMENT UNIT
HMI |  | THINKCENTER |  |  | PC15846 |  |  | THIS IS OLD UNIT | FIELD REBUILDABLE/REPLACABLE |  | IN STOCK CNRL ESTEVAN | MARCH 24/2017
PLC |  | HORNER | [5 empty] | FIVE CARDS | FIELD REBUILDABLE/REPLACABLE |  | IN STOCK CNRL ESTEVAN | MARCH 24/2017
LEAK DET. PLC |  | AB MICRO |  |  | 1100 |  |  | ON ANALOG CARD | FIELD REBUILDABLE/REPLACABLE |  | IN STOCK CNRL ESTEVAN | MARCH 24/2017
UPS |  | APC |  |  | PRO1500 |  |  |  | JUST FOR HMI |  | IN STOCK AT ESTEVAN | MARCH 24/2017
ALARM |  | PROTALK |  |  | LINK M1/T1/W3/DI |  |  | 32 ALARMS(16 SPARE) | CELL#306-461-6155 |  | IN STOCK ESTEVAN | MARCH 24/2017
HEATER AND AIR CONDITION EQUIPMENT PARTS LIST
DESIGNATION | TAG# | MAKE |  |  | MODEL # |  | TYPE | SIZE | COMMENTS |  | AVAILABILTY | CONFIRMED AT SITE | AVAILABILTY OF REPLACEMENT UNIT
DOG HOUSE A/C |  | COMFORT AIR |  |  | 12,000 BTU |  |  | HORIZONTAL | FIELD REBUILDABLE |  |  | MARCH 24/2017
DOG HOUSE HEATER |  | WALL PAC | [5 empty] | ? | FIELD REBUILDABLE |  |  | MARCH 24/2017
VRU CONTROL EQUIPMENT PARTS LIST
DESIGNATION | TAG# | MAKE |  |  | MODEL # |  |  | INFO | COMMENTS |  | AVAILABILTY | CONFIRMED AT SITE | AVAILABILTY OF REPLACEMENT UNIT
TREATER BURNER CONTROL EQUIPMENT PARTS LIST
DESIGNATION | TAG# | MAKE |  |  | MODEL # |  |  | INFO | COMMENTS |  | AVAILABILTY | CONFIRMED AT SITE | AVAILABILTY OF REPLACEMENT UNIT
TREATER BURNER |  | PROFIRE |  |  | 1P521-EC000 | [5 empty] | FIELD REBUILDABLE | MARCH 24/2017
06-09-004-05 W2M STEELMAN UNIT 1A
ELECTRICAL CRITICAL
DESIGNATION
MOTOR INFO | MAKE | HP | RPM | FRAME | AMPS | VOLTAGE | TYPE | CAT.#/MOD.# | COMMENTS |  | AVAILABILTY | CONFIRMED AT SITE | AVAILABILTY OF REPLACEMENT UNIT
Recycle Pump Motor | TECO | 2 | 1740 | 145T | 2.78 | 480V/3Phase | AEHHXV | XH0024 |  |  | IN STOCK ESTEVAN | APRIL 21,2017
Air Comp. Motor | TECO | 3 | 1755 | 182T | 3.74 | 480V/3Phase | AEHHAN | UNREADABLE |  |  | IN STOCK ESTEVAN | APRIL 21,2017
CONTROLLER | MAKE | HP |  |  | AMPS | VOLTAGE | TYPE | CAT.#/MOD.# | BREAKER/FUSE SIZE: | OVERLOAD | COMMENTS | CONFIRMED AT SITE | AVAILABILTY OF REPLACEMENT UNIT
Recycle Pump Starter | Allen Bradley | N/A | N/A | N/A | 20 | 600V | Starter | Allen Bradley Contactor # 71A86 | 20 | N31 | IN STOCK/FIELD REBUILDABLE | APRIL 21,2017
Air Comp. Starter | Allen Bradley | N/A | N/A | N/A | 15 | 600V | Starter | Allen Bradley Contactor # 71A86 | 15 | Allen Bradley W47 | IN STOCK/FIELD REBUILDABLE | APRIL 21,2017
MAIN DISC | MAKE |  |  |  | AMPS | VOLTAGE | TYPE | CAT.#/MOD.# | COMMENTS |  | AVAILABILTY | CONFIRMED AT SITE | AVAILABILTY OF REPLACEMENT UNIT
MAIN | FEDERAL |  |  |  | 100 | 600 | FUSE |  |  |  | IN STOCK/FIELD REBUILDABLE | APRIL 21,2017
TRANSFORMER | HAMMOND |  |  |  |  | 15KVA |  |  | OLD MCC MOUNTED UNIT |  |  | APRIL 21,2017
ESD AND M.O.V LIST
ESD DESIGNATION | MAKE |  |  |  | MODEL # |  |  | CONTROL | COMMENTS |  | AVAILABILTY | CONFIRMED AT SITE | AVAILABILTY OF REPLACEMENT UNIT
INSTRUMENTATION CRITICAL SPARE PARTS LIST
DESIGNATION | TAG# | MAKE |  |  | MODEL # |  |  | INFO | COMMENTS |  | AVAILABILTY | CONFIRMED AT SITE | AVAILABILTY OF REPLACEMENT UNIT
LEAK DETE. SYS. |  | DP HARP |  |  | EJA 530A |  |  |  | SIX ON SITE |  | IN STOCK/FIELD REBUILDABLE | APRIL 21,2017
TANK LEVEL CONT. |  | FOX BOROR |  |  | 1DP10-722C21C-M1 |  |  |  | TWO ON SITE |  | IN STOCK/FIELD REBUILDABLE | APRIL 21,2017
H2S/LEL CRITICAL PARTS LIST
DESIGNATION | TAG# | MAKE |  |  | MODEL # |  |  | INFO | COMMENTS |  | AVAILABILTY | CONFIRMED AT SITE | AVAILABILTY OF REPLACEMENT UNIT
H2S |  | NET SAFETY |  |  | M22-AR-A |  |  | TWO CHANNEL | HEADS ON SITE |  | IN STOCK/FIELD REBUILDABLE | APRIL 21,2017
PLC AND RADIO PARTS LIST
DESIGNATION | TAG# | MAKE |  |  | MODEL # |  |  | SIZE | COMMENTS |  | AVAILABILTY | CONFIRMED AT SITE | AVAILABILTY OF REPLACEMENT UNIT
PLC | PYRAMID | [7 empty] | 1-ANALOG IN 1-ANALOG OUT |  | IN STOCK/FIELD REBUILDABLE | APRIL 21,2017
1-DIG INPUT 1-DIG OUTPUT
PROCESSOR HAS BEEN PULLED
06-09-004-05 W2M STEELMAN UNIT 1A
HEATER AND AIR CONDITION EQUIPMENT PARTS LIST
DESIGNATION | LOCATION | MAKE |  |  | MODEL # |  |  | SIZE | COMMENTS |  | AVAILABILTY | CONFIRMED AT SITE | AVAILABILTY OF REPLACEMENT UNIT
INJ. BUILD |  | OUELLET |  |  | OAS15034 |  | G/P | 480V/3PHASE/1500W |  |  | IN STOCK/FIELD REBUILDABLE | APRIL 21,2017
DOG HOUSE A/C |  | COMFORT AIRE |  |  | RADS-101J |  | G/P | 10,000 BTU |  |  | IN STOCK/FIELD REBUILDABLE | APRIL 21,2017
DOG HOUSE HEATER |  | OUELLET |  |  | CONSTRUCTION |  | G/P | 4800W 240V |  |  | IN STOCK/FIELD REBUILDABLE | APRIL 21,2017
FLARE STACK EQUIPMENT PARTS LIST
DESIGNATION | TAG# | MAKE |  |  | MODEL # |  |  | INFO | COMMENTS |  | AVAILABILTY | CONFIRMED AT SITE | AVAILABILTY OF REPLACEMENT UNIT
FLARE |  | PYRAMID |  |  | 120V/BATTERY | [5 empty] | IN STOCK/FIELD REBUILDABLE | APRIL 21,2017
07-13-004-06 W2M STEELMANT UNIT 1A
ELECTRICAL CRITICAL
DESIGNATION
MOTOR INFO | MAKE | HP | RPM | FRAME | AMPS | VOLTAGE | TYPE | CAT.#/MOD.# | COMMENTS |  |  | CONFIRMED AT SITE | AVAILABILTY
Air Comp. | TECO | 5 | 1745 | 184T | 6.25 | 480V/3Phase | AEHHXU | XH0054 | NOT IN USE |  |  | APRIL 21,2017
Recycle Pump | WH | 1.5 | 1150 | 182T | 2.4 | 480V/3Phase | X/P | UNREADABLE | NOT IN USE |  |  | APRIL 21,2017
Inj. Pump A | GE | 75 | 1190 | 405T | 89.6 | 480V/3Phase | KS | M9131/5KS405SAA30C | NOT IN USE |  |  | APRIL 21,2017
Inj. Pump B | Toshiba | 75 | 1185 | 405T | 91 | 480V/3Phase | TKKH | B0756FLF3USH02 | NOT IN USE |  |  | APRIL 21,2017
Sump Pump | WH | 1 | 1200 | 182T | 2.4 | 480V/3Phase | X/P | UNREADABLE | NOT IN USE |  |  | APRIL 21,2017
CONTROLLER | MAKE | HP |  |  | AMPS | VOLTAGE | TYPE | CAT.#/MOD.# | BREAKER/FUSE SIZE: | OVERLOAD | COMMENTS | CONFIRMED AT SITE | AVAILABILTY
Air Comp. | Allen Bradley | N/A | N/A | N/A | 30 | 600V | Starter | Allen Bradley Contactor # 3RT1054-6 | 30AMP | W47 |  | APRIL 21,2017
Recycle Pump | Allen Bradley | N/A | N/A | N/A | 20 | 600V | Starter | Square D Contactor # LC1 D09 | 20AMP | U/N |  | APRIL 21,2017
Inj. Pump A | CD Controls | N/A | N/A | N/A | 150 | 600V | Starter | Contactor # SIE 3RT1054-6 | 150AMP | 3RB2056-1FW2 |  | APRIL 21,2017
Inj. Pump B | CD Controls | N/A | N/A | N/A | 150 | 600V | Starter | Square D Contactor # LCF 115 | 150AMP | Square D: LR9 F 5367 |  | APRIL 21,2017
Sump Pump | Square D | N/A | N/A | N/A | 15 | 120V | Breaker | N/A | 15AMP |  |  | APRIL 21,2017
MAIN DISC | MAKE |  |  |  | AMPS | VOLTAGE | TYPE | CAT.#/MOD.# | COMMENTS |  |  | CONFIRMED AT SITE | AVAILABILTY
MAIN | CUTLLER HAMMER |  |  |  | 400 | 600 | FUSE |  |  |  |  | APRIL 21,2017
TRANSFORMER | HAMMOND |  |  |  |  | 15KVA | [5 empty] | APRIL 21,2017
ESD AND M.O.V LIST
ESD DESIGNATION | MAKE |  |  |  | MODEL # |  |  | CONTROL | COMMENTS |  |  | CONFIRMED AT SITE | AVAILABILTY
ESD | CVS |  |  |  | CVS190SR12 |  |  |  | NOT IN SERVICE AT SITE |  |  | APRIL 21,2017
INSTRUMENTATION CRITICAL SPARE PARTS LIST
DESIGNATION | TAG# | MAKE |  |  | MODEL # |  |  | INFO | COMMENTS |  |  | CONFIRMED AT SITE | AVAILABILTY
LEAK DETECTION SYS. |  | DP HARP |  |  | EJA 530A |  |  |  | SIX ON SITE |  |  | APRIL 21,2017
|  | ROSEMOUNT | [6 empty] | ONE ON SITE |  |  | APRIL 21,2017
TANK LEVEL CONT. |  | FOX BOROR |  |  | 1DP10-722C21C-M1 |  |  |  | ONE ON SITE |  |  | APRIL 21,2017
H2S/LEL CRITICAL PARTS LIST
DESIGNATION | TAG# | MAKE |  |  | MODEL # |  |  | INFO | COMMENTS |  |  | CONFIRMED AT SITE | AVAILABILTY
H2S |  | SAFETY NET |  |  | 210 |  |  | TWO CHANNEL |  |  |  | APRIL 21,2017
PLC AND RADIO PARTS LIST
DESIGNATION | TAG# | MAKE |  |  | MODEL # |  |  | SIZE | COMMENTS |  |  | CONFIRMED AT SITE | AVAILABILTY
ALARM |  | PROTALK |  |  | B1290 |  |  | WITH EXPANDER | NINE ALARMS INUSE |  |  | APRIL 21,2017
RADIO |  | KENWOOD |  |  | NEW STYLE |  |  | CHANNEL 1 |  |  |  | APRIL 21,2017
PLC | PYRAMID | COMPACT LOGIX |  |  | L32E |  |  |  | 1-ANALOG IN CARDS 1-ANALOG OUT CARDS |  |  | APRIL 21,2017
1-DC INPUT CARDS 1-DC OUTPUT CARDS
H.M.I |  | HP ELITE DESK 800 | [5 empty] | S/N#2UA42921XK |  |  |  | APRIL 21,2017
UPS |  | APC |  |  | PRO1500 | [6 empty] | APRIL 21,2017
07-13-004-06 W2M STEELMANT UNIT 1A
HEATER AND AIR CONDITION EQUIPMENT PARTS LIST
DESIGNATION | LOCATION | MAKE |  |  | MODEL # |  |  | SIZE | COMMENTS |  |  | CONFIRMED AT SITE | AVAILABILTY
INJ. BUILD NORTH |  | ROUGHNECK |  |  | FX5-480360-150-WT |  | X/P |  |  |  |  | APRIL 21,2017
INJ. BUILD SOUTH |  | ROUGHNECK |  |  | FX5-480360-150-WT |  | X/P |  |  |  |  | APRIL 21,2017
DOG HOUSE A/C |  | COMFORT AIRE |  |  | RAD-811 |  | G/P | 8000 BTU |  |  |  | APRIL 21,2017
DOG HOUSE HEATER |  | OUELLET |  |  | CONSTRUCTION |  | G/P | 4800W 240V |  |  |  | APRIL 21,2017
VRU CONTROL EQUIPMENT PARTS LIST
DESIGNATION | TAG# | MAKE |  |  | MODEL # |  |  | INFO | COMMENTS |  |  | CONFIRMED AT SITE | AVAILABILTY
TREATER BURNER CONTROL EQUIPMENT PARTS LIST
DESIGNATION | TAG# | MAKE |  |  | MODEL # |  |  | INFO | COMMENTS |  |  | CONFIRMED AT SITE | AVAILABILTY
FLARE STACK EQUIPMENT PARTS LIST
DESIGNATION | TAG# | MAKE |  |  | MODEL # |  |  | INFO | COMMENTS |  |  | CONFIRMED AT SITE | AVAILABILTY
FLARE |  | PYRAMID |  |  | 120V/BATTERY | [6 empty] | APRIL 21,2017
09-13-004-06 W2M STEELMAN UNIT 1A
ELECTRICAL CRITICAL
DESIGNATION
MOTOR INFO | MAKE | HP | RPM | FRAME | AMPS | VOLTAGE | TYPE | CAT.#/MOD.# | COMMENTS |  |  | CONFIRMED AT SITE | AVAILABILTY OF REPLACEMENT UNIT
VRU Comp. Motor | WEG | 5 | 1745 | 184T | 6.48 | 480V/3Phase | X/P | UNREADABLE |  |  |  | APRIL 21,2017
Recycle Pump Motor | TAMP | 3 | 1800 | 213-TE | 3 | 480V/3Phase | TEFC | 213-EEF |  |  |  | APRIL 21,2017
Transfer Pump Motor | WH | 30 | 1800 | 286T | 35.1 | 480V/3Phase | X/P | XH0304 | PUMP REMOVED |  |  | APRIL 21,2017
CONTROLLER | MAKE | HP |  |  | AMPS | VOLTAGE | TYPE | CAT.#/MOD.# | BREAKER/FUSE SIZE: | OVERLOAD | COMMENTS | CONFIRMED AT SITE | AVAILABILTY OF REPLACEMENT UNIT
VRU Comp. Starter | Willet | N/A | N/A | N/A | 30 | 600V | Starter | Contactor # SIE 3TF32 | 30 | 3UA52 |  | APRIL 21,2017
Recycle Pump Starter | Willet | N/A | N/A | N/A | 15 | 600V | Starter | Cutler HammerContactor # A10BNO | 15 | 1026 |  | APRIL 21,2017
Transfer Pump Starter | Willet | N/A | N/A | N/A | 45 | 600V | Starter | Contactor # SIE 3T1036-1A | 45 | 3RU1136-4FBO |  | APRIL 21,2017
MAIN DISC | MAKE |  |  |  | AMPS | VOLTAGE | TYPE | CAT.#/MOD.# | COMMENTS |  |  | CONFIRMED AT SITE | AVAILABILTY OF REPLACEMENT UNIT
MAIN | CUTLLER HAMMER |  |  |  | 400 | 600 | FUSE |  |  |  |  | APRIL 21,2017
TRANSFORMER | HAMMOND |  |  |  |  | 15KVA | [5 empty] | APRIL 21,2017
ESD AND M.O.V LIST
ESD DESIGNATION | MAKE |  |  |  | MODEL # |  |  | CONTROL | COMMENTS |  |  | CONFIRMED AT SITE | AVAILABILTY OF REPLACEMENT UNIT
INSTRUMENTATION CRITICAL SPARE PARTS LIST
DESIGNATION | TAG# | MAKE |  |  | MODEL # |  |  | INFO | COMMENTS |  |  | CONFIRMED AT SITE | AVAILABILTY OF REPLACEMENT UNIT
TANK LEVEL CONT. |  | TITAN |  |  | 3300 |  |  | SIX TANK | FOUR TITAN UNITS ON TANKS |  |  | APRIL 21,2017
H2S/LEL CRITICAL PARTS LIST
DESIGNATION | TAG# | MAKE |  |  | MODEL # |  |  | INFO | COMMENTS |  |  | CONFIRMED AT SITE | AVAILABILTY OF REPLACEMENT UNIT
H2S |  | SAFETY NET |  |  | 410 |  |  | FOUR CHANNEL | ONE HEAD ON SITE, CONTROLLER NOT WORTH SALVGE |  |  | APRIL 21,2017
PLC AND RADIO PARTS LIST
DESIGNATION | TAG# | MAKE |  |  | MODEL # |  |  | SIZE | COMMENTS |  |  | CONFIRMED AT SITE | AVAILABILTY OF REPLACEMENT UNIT
ALARM |  | PROTALK |  |  | B1270 |  |  |  | EIGHT ALARMS(NOT IN USE)(NOT WORTH SALVAGE) |  |  | APRIL 21,2017
RADIO |  | KENWOOD |  |  | NEW STYLE |  |  | CHANNEL 1 | NOT IN USE |  |  | APRIL 21,2017
HEATER AND AIR CONDITION EQUIPMENT PARTS LIST
DESIGNATION | LOCATION | MAKE |  |  | MODEL # |  |  | SIZE | COMMENTS |  |  | CONFIRMED AT SITE | AVAILABILTY OF REPLACEMENT UNIT
SEPERATER BLD |  | ROUGHNECK |  |  | FX4-480360-150T |  | X/P |  |  |  |  | APRIL 21,2017
VRU CONTROL EQUIPMENT PARTS LIST
DESIGNATION | TAG# | MAKE |  |  | MODEL # |  |  | INFO | COMMENTS |  |  | CONFIRMED AT SITE | AVAILABILTY OF REPLACEMENT UNIT
CONTROL UNIT |  | ? |  |  | ? |  |  |  | PICO CONTROL UNIT MOD#1760-L18AWA-EX |  |  | APRIL 21,2017
VRU PRESS. TRANS. |  | ? |  |  | ? |  |  |  | STILL ON TANK TOPS |  |  | APRIL 21,2017
BYPASS |  | ASCO |  |  | 8215G023 | [6 empty] | APRIL 21,2017
09-13-004-06 W2M STEELMAN UNIT 1A
TREATER BURNER CONTROL EQUIPMENT PARTS LIST
DESIGNATION | TAG# | MAKE |  |  | MODEL # |  |  | INFO | COMMENTS |  |  | CONFIRMED AT SITE | AVAILABILTY OF REPLACEMENT UNIT
FLARE STACK EQUIPMENT PARTS LIST
DESIGNATION | TAG# | MAKE |  |  | MODEL # |  |  | INFO | COMMENTS |  |  | CONFIRMED AT SITE | AVAILABILTY OF REPLACEMENT UNIT
FLARE |  | PYRAMID |  |  | 120V/BATTERY | [6 empty] | APRIL 21,2017
09-15-004-05 W2M STEELMANT UNIT 1A
ELECTRICAL CRITICAL
DESIGNATION
MOTOR INFO | MAKE | HP | RPM | FRAME | AMPS | VOLTAGE | TYPE | CAT.#/MOD.# | COMMENTS |  |  | CONFIRMED AT SITE | AVAILABILTY OF REPLACEMENT UNIT
Transfer Pump Motor | BALDOR | 10 | 3600 | 215T | 11.6 | 480V/3Phase | X/P | M7174T |  |  |  | APRIL 19,2017
Recycle Pump Motor | GE | 3 | 1800 | 182T | 4 | 480V/3Phase | X/P | UNREADABLE |  |  |  | APRIL 19,2017
VRU Comp. Motor | WEG | 5 | 1800 | 184T | 6.48 | 480V/3Phase | X/P | HX005404P |  |  |  | APRIL 19,2017
Air Comp. Motor | BALDOR | 2 | 1800 | 145T | 3.1 | 480V/3Phase | X/P | M7037T |  |  |  | APRIL 19,2017
CONTROLLER | MAKE | HP |  |  | AMPS | VOLTAGE | TYPE | CAT.#/MOD.# | BREAKER/FUSE SIZE: | OVERLOAD | COMMENTS | CONFIRMED AT SITE | AVAILABILTY OF REPLACEMENT UNIT
Transfer Pump Starter | Willet | N/A | N/A | N/A | 10 | 600V | Starter | CutlerHammer Contactor # A10BIVO | 10 | 1028 |  | APRIL 19,2017
Recycle Pump Starter | U/N | 25 | N/A | N/A | N/A | 600V | Starter | UNACCESSABLE | N/A |  |  | APRIL 19,2017
VRU Comp. Starter | PEC1 | N/A | N/A | N/A | 25 | 600V | Starter | Contactor # SIE 3RT1034-1A | 25 | 3UA55 |  | APRIL 19,2017
Air Comp. Starter | Willet | N/A | N/A | N/A | 15 | 600V | Starter | Contactor # SIE 3RT1026-1A | 15 | Moller: BDEOBBO |  | APRIL 19,2017
MAIN DISC | MAKE |  |  |  | AMPS | VOLTAGE | TYPE | CAT.#/MOD.# | COMMENTS |  |  | CONFIRMED AT SITE | AVAILABILTY OF REPLACEMENT UNIT
MAIN | SQUARE D |  |  |  | 100 | 600 | FUSE |  |  |  |  | APRIL 19,2017
TRANSFORMER | MARCUS |  |  |  |  | 5KVA | [5 empty] | APRIL 19,2017
ESD AND M.O.V LIST
ESD DESIGNATION | MAKE |  |  |  | MODEL # |  |  | CONTROL | COMMENTS |  |  | CONFIRMED AT SITE | AVAILABILTY OF REPLACEMENT UNIT
INSTRUMENTATION CRITICAL SPARE PARTS LIST
DESIGNATION | TAG# | MAKE |  |  | MODEL # |  |  | INFO | COMMENTS |  |  | CONFIRMED AT SITE | AVAILABILTY OF REPLACEMENT UNIT
TANK LEVEL CONT. |  | TITAN |  |  | 3300 |  |  | FOUR TANK UNIT | TWO TANK UNITS STILL ON TANKS |  |  | APRIL 19,2017
H2S/LEL CRITICAL PARTS LIST
DESIGNATION | TAG# | MAKE |  |  | MODEL # |  |  | INFO | COMMENTS |  |  | CONFIRMED AT SITE | AVAILABILTY OF REPLACEMENT UNIT
H2S |  | SAFETY NET |  |  | 210 |  |  | TWO CHANNEL | HEADS ON SITE |  |  | APRIL 19,2017
PLC AND RADIO PARTS LIST
DESIGNATION | TAG# | MAKE |  |  | MODEL # |  |  | SIZE | COMMENTS |  |  | CONFIRMED AT SITE | AVAILABILTY OF REPLACEMENT UNIT
HEATER AND AIR CONDITION EQUIPMENT PARTS LIST
DESIGNATION | LOCATION | MAKE |  |  | MODEL # |  |  | SIZE | COMMENTS |  |  | CONFIRMED AT SITE | AVAILABILTY OF REPLACEMENT UNIT
SEPARATER BLD |  | CHROMALUX |  |  | ? |  | X/P | ? | OLD RADITANT STYLE NOT WORTH SALVAGING |  |  | APRIL 19,2017
VRU CONTROL EQUIPMENT PARTS LIST
DESIGNATION | TAG# | MAKE |  |  | MODEL # |  |  | INFO | COMMENTS |  |  | CONFIRMED AT SITE | AVAILABILTY OF REPLACEMENT UNIT
CONTROL UNIT |  | ? |  |  | ? |  |  |  | PICO CONTROL UNIT MOD#1760-L18AWA-EX |  |  | APRIL 19,2017
VRU PRESS. TRANS | [8 empty] | STILL ON TANK TOP |  |  | APRIL 19,2017
TREATER BURNER CONTROL EQUIPMENT PARTS LIST
DESIGNATION | TAG# | MAKE |  |  | MODEL # |  |  | INFO | COMMENTS |  |  | CONFIRMED AT SITE | AVAILABILTY OF REPLACEMENT UNIT
FLARE STACK EQUIPMENT PARTS LIST
DESIGNATION | TAG# | MAKE |  |  | MODEL # |  |  | INFO | COMMENTS |  |  | CONFIRMED AT SITE | AVAILABILTY OF REPLACEMENT UNIT
FLARE |  | PYRAMID |  |  | SOLAR | [6 empty] | APRIL 19,2017
11-17-004-05 W2M STEELMAN UNIT 1A[SHUT IN]
ELECTRICAL CRITICAL
DESIGNATION
MOTOR INFO | MAKE | HP | RPM | FRAME | AMPS | VOLTAGE | TYPE | CAT.#/MOD.# | COMMENTS |  |  | CONFIRMED AT SITE | AVAILABILTY
Sump Pump | BALDOR | 1 | 1725 | SG | 13 | 120V/1Phase | X/P | L5023A | NOT IN USE |  |  | APRIL 21,2017
Rad Fan | AO SMITH | 5 | 1200 | 215T | 7 | 480V/3Phase | X/P | F-391329-63/E343 | NOT IN USE |  |  | APRIL 21,2017
Air Comp. | WH | 5 | 1750 | 184T | 6.3 | 480V/3Phase | X/P | M00504TE | NOT IN USE |  |  | APRIL 21,2017
Inj. Pump A | GE | 100 | 1195 | 444T | 116 | 480V/3Phase | KS | H9133 | NOT IN USE |  |  | APRIL 21,2017
TRANSFER PUMP | TOSHIBA | 25 | 1200 | 324T |  | 480V/3Phase | X/P | B0256YLF1AK | NOT IN USE |  |  | APRIL 21,2017
CONTROLLER | MAKE | HP |  |  | AMPS | VOLTAGE | TYPE | CAT.#/MOD.# | BREAKER/FUSE SIZE: | OVERLOAD | COMMENTS | CONFIRMED AT SITE | AVAILABILTY
Rad Fan | Allen Bradley | N/A | N/A | N/A | 50 | 600V | Starter | Allen Bradley Contactor # 509-COD-18A | 50 | U/N |  | APRIL 21,2017
Air Comp. | Allen Bradley |  |  |  | 30 | 600V | Starter | Allen Bradley Contactor # 70A86 | 30 | N26 |  | APRIL 21,2017
Inj. Pump A | WH | N/A | N/A | N/A | N/A | 480V/3Phase | Starter | UNACCESSABLE | N/A |  |  | APRIL 21,2017
Inj. Pump B | WH | N/A | N/A | N/A | N/A | 480V/3Phase | Starter | UNACCESSABLE | N/A |  |  | APRIL 21,2017
MAIN DISC | MAKE |  |  |  | AMPS | VOLTAGE | TYPE | CAT.#/MOD.# | COMMENTS |  |  | CONFIRMED AT SITE | AVAILABILTY
MAIN | CUTLLER HAMMER |  |  |  | 400 | 600 | FUSE |  |  |  |  | APRIL 21,2017
TRANSFORMER | HAMMOND |  |  |  |  | 15KVA |  |  | OLD MCC MOUNTED UNIT |  |  | APRIL 21,2017
ESD AND M.O.V LIST
ESD DESIGNATION | MAKE |  |  |  | MODEL # |  |  | CONTROL | COMMENTS |  |  | CONFIRMED AT SITE | AVAILABILTY
ESD 1 | CVS |  |  |  | CVS1406012 |  |  |  | 350SR
ESD 2 | CVS |  |  |  | CVS190SR12 |  |  |  | 69653
ESD 3 | CVS |  |  |  | CVS270SR12 |  |  |  | 18586
INSTRUMENTATION CRITICAL SPARE PARTS LIST
DESIGNATION | TAG# | MAKE |  |  | MODEL # |  |  | INFO | COMMENTS |  |  | CONFIRMED AT SITE | AVAILABILTY
LEAK DETECTION SYS. |  | DP HARP |  |  | EJA 530A |  |  |  | ELEVEN ON SITE |  |  | APRIL 21,2017
TANK LEVEL CONT. |  | FOX BOROR |  |  | 1DP10-722C21C-M1 |  |  |  | ONE ON SITE |  |  | APRIL 21,2017
LEAK DET. SYS. |  | ROSEMOUNT |  |  | 2088G4522A1M5B4C6 |  |  |  | TWO ON SITE |  |  | APRIL 21,2017
H2S/LEL CRITICAL PARTS LIST
DESIGNATION | TAG# | MAKE |  |  | MODEL # |  |  | INFO | COMMENTS |  |  | CONFIRMED AT SITE | AVAILABILTY
H2S |  | NET SAFETY |  |  | M22-AR-A |  |  | TWO CHANNEL | HEADS ON SITE |  |  | APRIL 21,2017
PLC AND RADIO PARTS LIST
DESIGNATION | TAG# | MAKE |  |  | MODEL # |  |  | SIZE | COMMENTS |  |  | CONFIRMED AT SITE | AVAILABILTY
ALARM |  | PROTALK |  |  | B1290 |  |  | WITH EXPANDER | NINE ALARMS INUSE |  |  | APRIL 21,2017
RADIO |  | KENWOOD |  |  | NEW STYLE |  |  | CHANNEL 1 |  |  |  | APRIL 21,2017
PLC | PYRAMID | COMPACT LOGIX |  |  | L32E |  |  |  | 2-ANALOG IN CARDS 1-ANALOG OUT CARDS |  |  | APRIL 21,2017
1-DC INPUT CARDS 1-DC OUTPUT CARDS
H.M.I |  | HP COMPACT PRO 6300 | [5 empty] | S/N#2UA32416LZ |  |  |  | APRIL 21,2017
UPS |  | APC |  |  | PRO1500 | [6 empty] | APRIL 21,2017
COMMUNICATION UNIT |  | CISC |  |  | CMMH310ARA |  |  |  | SENDS SIGNALS TO 7-8-4-5W2 |  |  | APRIL 21,2017
HEATER AND AIR CONDITION EQUIPMENT PARTS LIST
DESIGNATION | LOCATION | MAKE |  |  | MODEL # |  |  | SIZE | COMMENTS |  |  | CONFIRMED AT SITE | AVAILABILTY
DOG HOUSE A/C |  | FEDDERS |  |  | AA6RO8F2A |  |  | 8000 BTU |  |  |  | APRIL 21,2017
DOG HOUSE HEATER |  | ? | [5 empty] | ? | OLD WALL PACK UNIT |  |  | APRIL 21,2017
INJ. BLD. EAST |  | CALORITECH |  |  | GE157CT |  | G/P | 480V 1/3PH 15KW |  |  |  | APRIL 21,2017
INJ. BLD. WEST |  | ROUGHNECK |  |  | FX4-480360-150T |  | X/P |  |  |  |  | APRIL 21,2017
VRU CONTROL EQUIPMENT PARTS LIST
DESIGNATION | TAG# | MAKE |  |  | MODEL # |  |  | INFO | COMMENTS |  |  | CONFIRMED AT SITE | AVAILABILTY
TREATER BURNER CONTROL EQUIPMENT PARTS LIST
DESIGNATION | TAG# | MAKE |  |  | MODEL # |  |  | INFO | COMMENTS |  |  | CONFIRMED AT SITE | AVAILABILTY
FLARE STACK EQUIPMENT PARTS LIST
DESIGNATION | TAG# | MAKE |  |  | MODEL # |  |  | INFO | COMMENTS |  |  | CONFIRMED AT SITE | AVAILABILTY
FLARE |  | PYRAMID |  |  | 120V/BATTERY | [6 empty] | APRIL 21,2017
15-15-004-05 W2M STEELMAN UNIT 1A[SHUT IN]
ELECTRICAL CRITICAL
DESIGNATION
MOTOR INFO | MAKE | HP | RPM | FRAME | AMPS | VOLTAGE | TYPE | CAT.#/MOD.# | COMMENTS |  |  | CONFIRMED AT SITE | AVAILABILTY
Air Comp. Motor | BALDOR | 2 | 1725 | 145T | 3.1 | 480V/3Phase | X/P | UNREADABLE | NOT IN USE |  |  | APRIL 19,2017
Recycle Pump Motor | WH | 1 | 1800 | 143T | 4 | 480V/3Phase | X/P | XH00104TE2 | NOT IN USE |  |  | APRIL 19,2017
Inj. Pump Motor A | GE | 75 | 1200 | 405T | 89.6 | 480V/3Phase | KS | M9131/5KS405SAA308C | NOT IN USE |  |  | APRIL 19,2017
Inj. Pump Motor B | GE | 60 | 1200 | 404T | 75 | 480V/3Phase | KS | H9128/5KS4045AA308C | NOT IN USE |  |  | APRIL 19,2017
CONTROLLER | MAKE | HP |  |  | AMPS | VOLTAGE | TYPE | CAT.#/MOD.# | BREAKER/FUSE SIZE: | OVERLOAD | COMMENTS | CONFIRMED AT SITE | AVAILABILTY
Air Comp. Starter | Allen Bradley | N/A | N/A | N/A | 30 | 600V | Starter | Allen Bradley Contactor # 70H86 | 30 | U/N |  | APRIL 19,2017
Recycle Pump Starter | Allen Bradley | N/A | N/A | N/A | 30 | 600V | Starter | Contactor # HB 71A86 | 30 | W31 |  | APRIL 19,2017
Inj. Pump Starter A | CD Controls | N/A | N/A | N/A | 150 | 600V | Starter | CutlerHammer Contactor # UNREADABLE | 150 | 3UA58 |  | APRIL 19,2017
Inj. Pump Starter B | CD Controls | N/A | N/A | N/A | 175 | 600V | Starter | CutlerHammer Contactor # UNREADABLE | 175 | 3UA58 |  | APRIL 19,2017
MAIN DISC | MAKE |  |  |  | AMPS | VOLTAGE | TYPE | CAT.#/MOD.# | COMMENTS |  |  | CONFIRMED AT SITE | AVAILABILTY
MAIN | CUTLER HAMMER |  |  |  | 400 | 600 | FUSE |  |  |  |  | APRIL 19,2017
TRANSFORMER | HAMMOND |  |  |  |  | 15KVA |  | FY7P |  |  |  | APRIL 19,2017
ESD AND M.O.V LIST
ESD DESIGNATION | MAKE |  |  |  | MODEL # |  |  | CONTROL | COMMENTS |  |  | CONFIRMED AT SITE | AVAILABILTY
INSTRUMENTATION CRITICAL SPARE PARTS LIST
DESIGNATION | TAG# | MAKE |  |  | MODEL # |  |  | INFO | COMMENTS |  |  | CONFIRMED AT SITE | AVAILABILTY
TANK LEVEL CONT. |  | FOX BOROR |  |  | 1DP10-722C21C-M1 |  |  |  | TWO ON SITE |  |  | APRIL 19,2017
LEAK DETECTION SYS. |  | DP HARP |  |  | EJA 530A |  |  |  | SIX ON SITE |  |  | APRIL 19,2017
H2S/LEL CRITICAL PARTS LIST
DESIGNATION | TAG# | MAKE |  |  | MODEL # |  |  | INFO | COMMENTS |  |  | CONFIRMED AT SITE | AVAILABILTY
H2S |  | NET SAFETY |  |  | M22-AR-A |  |  | TWO CHANNEL | HEADS ON SITE |  |  | APRIL 19,2017
PLC AND RADIO PARTS LIST
DESIGNATION | TAG# | MAKE |  |  | MODEL # |  |  | SIZE | COMMENTS |  |  | CONFIRMED AT SITE | AVAILABILTY
PLC |  | PYRAMID |  |  | COMPACT LOGIX L32E |  |  |  | 1-DC INPUT 1-DC OUTPUT 1-ANALOG INPUT 1-ANALOG OUTPUT |  |  | APRIL 19,2017
ALARM |  | PROTALK |  |  | B1290 |  |  | C/W EXPANDER | 16 ALARMS(SEVEN SPARE)( NOT IN USE) |  |  | APRIL 19,2017
RADIO |  | KENWOOD |  |  | OLD STYLE |  |  | CHANNEL 1 | NOT IN USE |  |  | APRIL 19,2017
HEATER AND AIR CONDITION EQUIPMENT PARTS LIST
DESIGNATION | LOCATION | MAKE |  |  | MODEL # |  |  | SIZE | COMMENTS |  |  | CONFIRMED AT SITE | AVAILABILTY
DOG HOUSE HEATER |  | ? |  |  | ? |  | G/P | ? | WALL PACK UNIT |  |  | APRIL 19,2017
DOG HOUSE A/C | 1 | COMFORT AIRE |  |  | RAD-811 |  |  | 8000 BTU |  |  |  | APRIL 19,2017
DOG HOUSE A/C | 2 | COMFORT AIRE |  |  | RAD-811 |  |  | 8000 BTU |  |  |  | APRIL 19,2017
VRU CONTROL EQUIPMENT PARTS LIST
DESIGNATION | TAG# | MAKE |  |  | MODEL # |  |  | INFO | COMMENTS |  |  | CONFIRMED AT SITE | AVAILABILTY
TREATER BURNER CONTROL EQUIPMENT PARTS LIST
DESIGNATION | TAG# | MAKE |  |  | MODEL # |  |  | INFO | COMMENTS |  |  | CONFIRMED AT SITE | AVAILABILTY
FLARE STACK EQUIPMENT PARTS LIST
DESIGNATION | TAG# | MAKE |  |  | MODEL # |  |  | INFO |  |  | COMMENTS | CONFIRMED AT SITE | AVAILABILTY
FLARE |  | PYRAMID |  |  | 120V/BATTERY
07-01-004-05 W2M STEELMAN UNIT 5 BATTERY[SHUT IN]
ELECTRICAL CRITICAL
DESIGNATION
MOTOR INFO | MAKE | HP | RPM | FRAME | AMPS | VOLTAGE | TYPE | CAT.#/MOD.# | COMMENTS |  |  | CONFIRMED AT SITE | AVAILABILTY
Recycle Pump Motor | ? | 1 | 1800 | 56 | 7 | 240V/1PHASE | X/P | XXA6C17XB203D |  |  |  | APRIL 19,2017
VRU Comp. Motor | WEG | 5 | 1800 | 184T | 6 | 480V/3Phase | X/P | HX005404P | COMPRESSOR HEAD HAS BEEN PULLED |  |  | APRIL 19,2017
CONTROLLER | MAKE | HP |  |  | AMPS | VOLTAGE | TYPE | CAT.#/MOD.# | BREAKER/FUSE SIZE: | OVERLOAD | COMMENTS | CONFIRMED AT SITE | AVAILABILTY
Recycle Pump Starter | [7 empty] | Contactor # SIE 3RT1034-1KA61 |  |  |  | APRIL 19,2017
VRU Comp. Starter | PEC0 | N/A | N/A | N/A | N/A | 600V | Starter | Contactor # SIE 3RT1017-1AK64 | 10AMP | SIE 3RU1116-1HBO |  | APRIL 19,2017
07-01-004-05 W2M STEELMAN UNIT 5 BATTERY[SHUT IN]
MAIN DISC | MAKE |  |  |  | AMPS | VOLTAGE | TYPE | CAT.#/MOD.# | COMMENTS |  |  | CONFIRMED AT SITE | AVAILABILTY
MAIN | SQUARE D |  |  |  | 100 | 600 | FUSE |  |  |  |  | APRIL 19,2017
TRANSFORMER | HAMMOND |  |  |  |  | 10KVA |  | Q010LECF |  |  |  | APRIL 19,2017
ESD AND M.O.V LIST
ESD DESIGNATION | MAKE |  |  |  | MODEL # |  |  | CONTROL | COMMENTS |  |  | CONFIRMED AT SITE | AVAILABILTY
INSTRUMENTATION CRITICAL SPARE PARTS LIST
DESIGNATION | TAG# | MAKE |  |  | MODEL # |  |  | INFO | COMMENTS |  |  | CONFIRMED AT SITE | AVAILABILTY
TANK LEVEL SYSTEM |  | TITAN |  |  | OMRON |  |  | FOUR TANK SYSTEM |  |  |  | APRIL 19,2017
H2S/LEL CRITICAL PARTS LIST
DESIGNATION | TAG# | MAKE |  |  | MODEL # |  |  | INFO | COMMENTS |  |  | CONFIRMED AT SITE | AVAILABILTY
H2S SYSTEM |  | SAFETNET |  |  | TYPE 210 |  |  | 2 CHANNEL | HEADS HAVE BEEN PULLED FROM SITE |  |  | APRIL 19,2017
PLC AND RADIO PARTS LIST
DESIGNATION | TAG# | MAKE |  |  | MODEL # |  |  | SIZE | COMMENTS |  |  | CONFIRMED AT SITE | AVAILABILTY
RADIO |  | KENWOOD |  |  | OLD STYLE |  |  | CHANNEL 1 | NOT IN USE |  |  | APRIL 19,2017
HEATER AND AIR CONDITION EQUIPMENT PARTS LIST
DESIGNATION | LOCATION | MAKE |  |  | MODEL # |  |  | SIZE | COMMENTS |  |  | CONFIRMED AT SITE | AVAILABILTY
VRU CONTROL EQUIPMENT PARTS LIST
DESIGNATION | TAG# | MAKE |  |  | MODEL # |  |  | INFO | COMMENTS |  |  | CONFIRMED AT SITE | AVAILABILTY
BYPASS |  | ASCO |  |  | 8215G023 | [6 empty] | APRIL 19,2017
CONTROL UNIT |  | ? |  |  | ? |  |  |  | PICO CONTROL UNIT 1760-L18AWA-EX |  |  | APRIL 19,2017
TREATER BURNER CONTROL EQUIPMENT PARTS LIST
DESIGNATION | TAG# | MAKE |  |  | MODEL # |  |  | INFO | COMMENTS |  |  | CONFIRMED AT SITE | AVAILABILTY
FLARE STACK EQUIPMENT PARTS LIST
DESIGNATION | TAG# | MAKE |  |  | MODEL # |  |  | INFO |  |  | COMMENTS | CONFIRMED AT SITE | AVAILABILTY
FLARE |  | PYRAMID |  |  | 120V/BATTERY | [6 empty] | APRIL 19,2017
07-01-004-05 W2M STEELMAN UNIT 5 WATER INJECTION
ELECTRICAL CRITICAL
DESIGNATION
MOTOR INFO | MAKE | HP | RPM | FRAME | AMPS | VOLTAGE | TYPE | CAT.#/MOD.# | COMMENTS |  |  | CONFIRMED AT SITE | AVAILABILTY
Inj. Pump Motor | GE | 40 | 1200 | 364T | 49.4 | 480V/3Phase | KS | M9124/5F53643AA3 |  |  |  | APRIL 19,2017
Sump Pump Motor | BALDOR | 1 | 1800 | 56 | 13.6 | 120V/1Phase | X/P | L5823A |  |  |  | APRIL 19,2017
Air Comp. Motor | TECO | 5 | 1800 | 184T | 30 | 230V/1Phase | TEFC | FD0054 |  |  |  | APRIL 19,2017
CONTROLLER | MAKE | HP |  |  | AMPS | VOLTAGE | TYPE | CAT.#/MOD.# | BREAKER/FUSE SIZE: | OVERLOAD | COMMENTS | CONFIRMED AT SITE | AVAILABILTY
Inj. Pump Starter | Willet | N/A | N/A | N/A | 100 | 480V/3Phase | Starter | Contactor # SIE 3RT1036-1A | 100AMP | SIE 3RU1146-4180 |  | APRIL 19,2017
Sump Pump Starter | FP | N/A | N/A | N/A | 15 | 120V/1Phase | Breaker | NCO115 | 15AMP |  |  | APRIL 19,2017
Air Comp. Starter | FP | N/A | N/A | N/A | 30 | 240V/1Phase | Breaker | NCO230 | 30AMP |  |  | APRIL 19,2017
MAIN DISC | MAKE |  |  |  | AMPS | VOLTAGE | TYPE | CAT.#/MOD.# | COMMENTS |  |  | CONFIRMED AT SITE | AVAILABILTY
MAIN | KNOCKLER MOLLER | [6 empty] | LOCKED OUT |  |  |  | APRIL 19,2017
TRANSFORMER | HAMMOND |  |  |  |  | 30KVA |  | NMK030KR |  |  |  | APRIL 19,2017
ESD AND M.O.V LIST
ESD DESIGNATION | MAKE |  |  |  | MODEL # |  |  | CONTROL | COMMENTS |  |  | CONFIRMED AT SITE | AVAILABILTY
07-01-004-05 W2M STEELMAN UNIT 5 WATER INJECTION
INSTRUMENTATION CRITICAL SPARE PARTS LIST
DESIGNATION | TAG# | MAKE |  |  | MODEL # |  |  | INFO | COMMENTS |  |  | CONFIRMED AT SITE | AVAILABILTY
TANK LEVEL SYS |  | TITAN |  |  | OMRON |  |  | FOUR TANK SYSTEM |  |  |  | APRIL 19,2017
LEAK DET. |  | DP HARP |  |  | 530A | [6 empty] | APRIL 19,2017
H2S/LEL CRITICAL PARTS LIST
DESIGNATION | TAG# | MAKE |  |  | MODEL # |  |  | INFO | COMMENTS |  |  | CONFIRMED AT SITE | AVAILABILTY
H2S SYSTEM |  | SAFETNET |  |  | TYPE 210 |  |  | 2 CHANNEL | HEADS HAVE BEEN PULLED FROM SITE |  |  | APRIL 19,2017
PLC AND RADIO PARTS LIST
DESIGNATION | TAG# | MAKE |  |  | MODEL # |  |  | SIZE | COMMENTS |  |  | CONFIRMED AT SITE | AVAILABILTY
PLC | PYRAMID | COMPACT LOGIX |  |  | L32E |  |  |  | 1-ANALOG IN CARDS 1-ANALOG OUT CARDS |  |  | APRIL 19,2017
1-DC INPUT CARDS 1-DC OUTPUT CARDS
PLC PROCESSOR HAS BEEN PULLED AND STORED AT CNRL OFFICE ESTEVAN
HEATER AND AIR CONDITION EQUIPMENT PARTS LIST
DESIGNATION | LOCATION | MAKE |  |  | MODEL # |  |  | SIZE | COMMENTS |  |  | CONFIRMED AT SITE | AVAILABILTY
INJECTION BLD. | NORTH | OUELLET |  |  | OAS15034 |  | G/P | 480V/3PHASE/1500W |  |  |  | APRIL 19,2017
INJECTION BLD. | SOUTH | OUELLET |  |  | OAS15034 |  | G/P | 480V/3PHASE/1500W |  |  |  | APRIL 19,2017
DOG HOUSE A/C UNIT |  | CLIM |  |  | BG10L |  | G/P | 10,000BTU |  |  |  | APRIL 19,2017
VRU CONTROL EQUIPMENT PARTS LIST
DESIGNATION | TAG# | MAKE |  |  | MODEL # |  |  | INFO | COMMENTS |  |  | CONFIRMED AT SITE | AVAILABILTY
TREATER BURNER CONTROL EQUIPMENT PARTS LIST
DESIGNATION | TAG# | MAKE |  |  | MODEL # |  |  | INFO | COMMENTS |  |  | CONFIRMED AT SITE | AVAILABILTY
FLARE STACK EQUIPMENT PARTS LIST
DESIGNATION | TAG# | MAKE |  |  | MODEL # |  |  | INFO | COMMENTS |  |  | CONFIRMED AT SITE | AVAILABILTY
FLARE |  | PYRAMID |  |  | 120V/BATTERY |  |  |  | NEVER BEING INSTALLED |  |  | APRIL 19,2017
01-17-003-04 W2M STEELMAN UNIT 6[SHUT IN]
ELECTRICAL CRITICAL
DESIGNATION
MOTOR INFO | MAKE | HP | RPM | FRAME | AMPS | VOLTAGE | TYPE | CAT.#/MOD.# | COMMENTS |  |  | CONFIRMED AT SITE | AVAILABILTY
Air Comp. Motor | LEROY | 2 | 1800 | 145T | 3.2 | 480V/3Phase | TEFC | B21GV4DQ 01 |  |  |  | APRIL 19,2017
Recycle Pump Motor | US MOTORS | 1.5 | 1200 | 184T | N/A | 480V/3Phase | TEFC | UNREADABLE |  |  |  | APRIL 19,2017
Inj. Pump Motor A | US MOTORS | 30 | 1200 | 365T | 46 | 480V/3Phase | FCT | H40E3E/S177 |  |  |  | APRIL 19,2017
Inj. Pump Motor B | GE | 40 | 1200 | 364T | 49.4 | 480V/3Phase | KS | 5KS364SNN308C |  |  |  | APRIL 19,2017
CONTROLLER | MAKE | HP |  |  | AMPS | VOLTAGE | TYPE | CAT.#/MOD.# | BREAKER/FUSE SIZE: | OVERLOAD | COMMENTS | CONFIRMED AT SITE | AVAILABILTY
Air Comp. Starter | Square D | N/A | N/A | N/A | N/A | 600V | Breaker | N/A | 15AMP | N/A |  | APRIL 19,2017
Recycle Pump Starter | Square D | N/A | N/A | N/A | N/A | 600V | Breaker | N/A | 15AMP | N/A |  | APRIL 19,2017
Inj. Pump Starter A | Siemens | 75 | N/A | N/A | N/A | 600V | Starter | Contactor # 3RT1046-1A | 100AMP | 3RU1146-JBO |  | APRIL 19,2017
Inj. Pump Starter B | Siemens | 75 | N/A | N/A | N/A | 600V | Starter | Contactor # 3TF46 | 100AMP | 3UA58 |  | APRIL 19,2017
MAIN DISC | MAKE |  |  |  | AMPS | VOLTAGE | TYPE | CAT.#/MOD.# | COMMENTS |  |  | CONFIRMED AT SITE | AVAILABILTY
SITE MAIN | SQUARDE D |  |  |  | 200 |  | FUSE |  |  |  |  | APRIL 19,2017
MAIN TRANSFORMER | HAMMOND |  |  |  |  | 5KVA |  | ? |  |  |  | APRIL 19,2017
ESD LIST
ESD DESIGNATION | MAKE |  |  |  | MODEL # |  |  | CONTROL | COMMENTS |  |  | CONFIRMED AT SITE | AVAILABILTY
NOTHING ON SITE | [11 empty] | APRIL 19,2017
INSTRUMENTATION CRITICAL SPARE PARTS LIST
DESIGNATION | TAG# | MAKE |  |  | MODEL # |  |  | INFO | COMMENTS |  |  | CONFIRMED AT SITE | AVAILABILTY
H2S SYSTEM |  | SYNTECH | [5 empty] | TWO CHANNEL | HEADS ARE STILL AT SITE |  |  | APRIL 19,2017
TANK LEVEL SYSTEM |  | DP HARP |  |  | ESA 110A |  |  |  | PRESSURE TRANSMITTER |  |  | APRIL 19,2017
LEAK DETECTION SYSTEM |  | DP HARP |  |  | EJA 530A |  |  |  | EIGHT AT SITE |  |  | APRIL 19,2017
01-17-003-04 W2M STEELMAN UNIT 6[SHUT IN]
PLC AND RADIO PARTS LIST
DESIGNATION | TAG# | MAKE |  |  | MODEL # |  |  | SIZE | COMMENTS |  |  | CONFIRMED AT SITE | AVAILABILTY
PLC |  | PYRAMID |  |  | COMPACT LOGIX L32E |  |  |  | 1-ANALOG IN CARDS 1-ANALOG OUT CARDS |  |  | APRIL 19,2017
1-DC INPUT CARDS 1-DC OUTPUT CARDS
PLC PROCESSOR HAS BEEN PULLED AND STORED AT CNRL OFFICE ESTEVAN
HEATER AND AIR CONDITION EQUIPMENT PARTS LIST
DESIGNATION | LOCATION | MAKE |  |  | MODEL # |  |  | SIZE | COMMENTS |  |  | CONFIRMED AT SITE | AVAILABILTY
DOG HOUSE |  | OUELLETT |  |  | CONSTRUCTION |  |  | 240V 1PH 4800W |  |  |  | APRIL 19,2017
INJECTION BLD. | EAST | OUELLET |  |  | OAS15034 |  | G/P | 480V/3PHASE/1500W |  |  |  | APRIL 19,2017
INJECTION BLD. | WEST | CALORITECH |  |  | GE157CT |  | G/P | 480V 1/3PH 15KW |  |  |  | APRIL 19,2017
VRU CONTROL EQUIPMENT PARTS LIST
DESIGNATION | TAG# | MAKE |  |  | MODEL # |  |  | INFO | COMMENTS |  |  | CONFIRMED AT SITE | AVAILABILTY
NOTHING ON SITE | [11 empty] | APRIL 19,2017
TREATER BURNER CONTROL EQUIPMENT PARTS LIST
DESIGNATION | TAG# | MAKE |  |  | MODEL # |  |  | INFO | COMMENTS |  |  | CONFIRMED AT SITE | AVAILABILTY
NOTHING ON SITE | [11 empty] | APRIL 19,2017
FLARE STACK EQUIPMENT PARTS LIST
DESIGNATION | TAG# | MAKE |  |  | MODEL # |  |  | INFO |  |  | COMMENTS | CONFIRMED AT SITE | AVAILABILTY
FLARE |  | PYRAMID |  |  | 120V BATTERY | [6 empty] | APRIL 19,2017
01-28-003-04 W2M STEELMAN UNIT 6
ELECTRICAL CRITICAL
DESIGNATION
MOTOR INFO | MAKE | HP | RPM | FRAME | AMPS | VOLTAGE | TYPE | CAT.#/MOD.# | COMMENTS |  |  | CONFIRMED AT SITE | AVAILABILTY
Sump Pump Motor | BALDOR | 1 | 1725 | 56 | 13.4 | 120V/3Phase | X/P | XXA6C17XB20J P |  |  |  | APRIL 19,2017 | IN STOCK ESTEVAN
Transfer Pump Motor | GE | 10 | 3600 | 215T | 11 | 480V/3Phase | X/P | UNREADABLE |  |  |  | APRIL 19,2017 | IN STOCK ESTEVAN
East Inj. Pump Motor | TECO | 100 | 1775 | 405T | 114 | 480V/3Phase | TEFC | PD10004TE2N |  |  |  | APRIL 19,2017
West Inj. Pump Motor | TECO | 100 | 1800 | 405T | 112 | 480V/3Phase | TEFC | AEEANEUWB |  |  |  | APRIL 19,2017
CONTROLLER | MAKE | HP |  |  | AMPS | VOLTAGE | TYPE | CAT.#/MOD.# | BREAKER/FUSE SIZE: | OVERLOAD | COMMENTS | CONFIRMED AT SITE | AVAILABILTY
Sump Pump Starter | Square D | N/A | N/A | N/A | N/A | 600V | Breaker | N/A | N/A | N/A |  | APRIL 19,2017 | IN STOCK/FIELD REBUILDABLE
Transfer Pump Starter | WH | N/A | N/A | N/A | N/A | 600V | Starter | Contactor # WH SIZE 2 | 50AMP | FH45 |  | APRIL 19,2017 | IN STOCK/FIELD REBUILDABLE
West Inj. Pump Starter | Willet | N/A | N/A | N/A | N/A | 600V | Starter | Contactor # SIE 3RT1055 | 150AMP | SIE 50-200AMP |  | APRIL 19,2017 | IN STOCK/FIELD REBUILDABLE
East Inj. Pump Starter | Willet | N/A | N/A | N/A | N/A | 600V | Starter | Contactor # SIE 3RT1055 | 200AMP | SIE 50-200AMP |  | APRIL 19,2017 | IN STOCK/FIELD REBUILDABLE
MAIN DISC | MAKE |  |  |  | AMPS | VOLTAGE | TYPE | CAT.#/MOD.# | COMMENTS |  |  | CONFIRMED AT SITE | AVAILABILTY
MAIN
TRANSFORMER | HAMMOND |  |  |  |  | 5KVA | [5 empty] | APRIL 19,2017
ESD AND M.O.V LISTS
DESIGNATION | MAKE |  |  |  | MODEL # |  |  | INFO |  |  | COMMENTS | CONFIRMED AT SITE | AVAILABILTY
INSTRUMENTATION CRITICAL PARTS LIST
DESIGNATION | QTY. | MAKE |  |  | MODEL # |  |  | INFO |  |  | COMMENTS | CONFIRMED AT SITE | AVAILABILTY
TANK LVL#1 | 1 | DP HARP |  |  | ESA 110A |  |  |  | PRESSURE TRANSMITTER |  |  | APRIL 19,2017 | IN STOCK/FIELD REBUILDABLE
TANK LVL#2 | 1 | DP HARP |  |  | ESA 110A |  |  |  | PRESSURE TRANSMITTER |  |  | APRIL 19,2017 | IN STOCK/FIELD REBUILDABLE
LEAK DET. | 12 | DP HARP |  |  | EJA 530A | [6 empty] | APRIL 19,2017 | IN STOCK/FIELD REBUILDABLE
H2S/LEL CRITICAL PARTS LIST
DESIGNATION | QTY. | MAKE |  |  | MODEL # |  |  | INFO |  |  | COMMENTS | CONFIRMED AT SITE | AVAILABILTY
H2S |  | GENERAL MONITOR |  |  | DT 220 |  |  | TWO CHANNEL |  |  |  | APRIL 19,2017 | IN STOCK/FIELD REBUILDABLE
01-28-003-04 W2M STEELMAN UNIT 6
PLC AND RADIO EQUIPMENT PARTS LIST
DESIGNATION | TAG# | MAKE |  |  | MODEL # |  |  | INFO |  |  | COMMENTS | CONFIRMED AT SITE | AVAILABILTY
PYRAMID |  | COMPACT LOGIX |  |  | L32E |  |  |  | 2-ANALOG IN CARDS 2-ANALOG OUT CARDS |  |  | APRIL 19,2017 | IN STOCK/FIELD REBUILDABLE
2-DC INPUT CARDS 2-DC OUTPUT CARDS
ALARMS |  | PROTALK |  |  | B1290 |  |  | BASE UNIT WITH EXPANDER | 16 ALARMS (1 SPARE) |  |  | APRIL 19,2017 | IN STOCK/FIELD REBUILDABLE
RADIO |  | KENWOOD | [6 empty] | SET ON CHANNEL ONE |  |  | APRIL 19,2017 | IN STOCK/FIELD REBUILDABLE
UPS |  | APC |  |  | PRO1500 |  |  |  | WITH BATTERY EXPANED CONNECTED |  |  | APRIL 19,2017 | IN STOCK/FIELD REBUILDABLE
H.M.I |  | HP COMPAQ |  |  | C1E5OUT#ABA |  |  | S/N#MXL2450G3R |  |  |  | APRIL 19,2017 | IN STOCK/FIELD REBUILDABLE
HEATER AND AIR CONDITION EQUIPMENT PARTS LIST
DESIGNATION | TAG# | MAKE |  |  | MODEL # |  | TYPE | SIZE | COMMENTS |  |  | CONFIRMED AT SITE | AVAILABILTY
EAST HEATER |  | OUELLET |  |  | OAS15034 |  | G/P | 480V/3PHASE/1500W |  |  |  | APRIL 19,2017 | IN STOCK ESTEVAN
WEST HEATER |  | OUELLET |  |  | OAS15034 |  | G/P | 480V/3PHASE/1500W |  |  |  | APRIL 19,2017 | IN STOCK ESTEVAN
DOG HOUSE HEATER |  | ? |  |  |  |  | G/P | 4 FOOT BASE BOARD |  |  |  | APRIL 19,2017 | IN STOCK ESTEVAN
DOG HOUSE AC |  | GARRISON |  |  |  |  | G/P | 120V PORTABLE |  |  |  | APRIL 19,2017 | IN STOCK ESTEVAN
VRU CONTROL EQUIPMENT PARTS LIST
DESIGNATION | TAG# | MAKE |  |  | MODEL # |  |  | INFO | COMMENTS |  |  | CONFIRMED AT SITE | AVAILABILTY
TREATER BURNER CONTROL EQUIPMENT PARTS LIST
DESIGNATION | TAG# | MAKE |  |  | MODEL # |  |  | INFO | COMMENTS |  |  | CONFIRMED AT SITE | AVAILABILTY
FLARE STACK EQUIPMENT PARTS LIST
DESIGNATION | TAG# | MAKE |  |  | MODEL # |  |  | INFO | COMMENTS |  |  | CONFIRMED AT SITE | AVAILABILTY
FLARE |  | PYRAMID |  |  | 120V/BATTERY | [6 empty] | APRIL 19,2017
01-30-003-04 W2M STEELMAN UNIT 6
ELECTRICAL CRITICAL
DESIGNATION
MOTOR INFO | MAKE | HP | RPM | FRAME | AMPS | VOLTAGE | TYPE | CAT.#/MOD.# | COMMENTS |  |  | CONFIRMED AT SITE | AVAILABILTY
Inj. Pump Motor A | TECO | 250 | 3600 | 449TS | 278 | 480V/3Phase | AEHH/8NUW5 | EP2502 |  |  |  | APRIL 19,2017
Inj. Pump Motor B | TECO | 250 | 3600 | 449TS | 278 | 480V/3Phase | AEHH/8NUW5 | EP2502 |  |  |  | APRIL 19,2017
Charge Pump Motor | TECO | 40 | 3600 | 324TS | 44.2 | 480V/3Phase | AEHH8N | PHD04002TE2N |  |  |  | APRIL 19,2017 | IN STOCK ESTEVAN
Air Comp. Motor | Toshiba | 22 | 1800 | 145T | 2.78 | 480V/3Phase | AHEHHXU | XP0024 |  |  |  | APRIL 19,2017 | IN STOCK ESTEVAN
Transfer Pump Motor | BALDOR | 2 | 1800 | 145T | 3.1 | 480V/3Phase | X/P | M3558T |  |  |  | APRIL 19,2017 | IN STOCK ESTEVAN
GARDNER DENVER | TOSHIBA | 100 | 1800 | 405T | 122 | 480V/3Phase | TEFC | B1004FFF3A1 | NOT IN USE |  |  | APRIL 19,2017
BOOST PUMP | WEG | 10 | 3600 | 215TC |  | 480V/3Phase | TEFC |  |  |  |  | APRIL 19,2017 | IN STOCK ESTEVAN
CONTROLLER | MAKE | HP |  |  | AMPS | VOLTAGE | TYPE | CAT.#/MOD.# | BREAKER/FUSE SIZE: | OVERLOAD | COMMENTS | CONFIRMED AT SITE | AVAILABILTY
Charge Pump Starter | PEC3 | N/A | N/A | N/A | N/A | 480V/3Phase | Starter | Contactor # SIE 3RT1046-1A |  | SIE 3RU1146-4JBO |  | APRIL 19,2017 | IN STOCK/FIELD REBUILDABLE
Air Comp. Starter | PEC0 | N/A | N/A | N/A | N/A | 480V/3Phase | Starter | Contactor # SIE 3RT1017-1AK61 |  | SIE 3RU1116-HBO |  | APRIL 19,2017 | IN STOCK/FIELD REBUILDABLE
Transfer Pump Starter | PEC0 | N/A | N/A | N/A | N/A | 480V/3Phase | Starter | Contactor # SIE 3RT1017-1AK61 |  | SIE 3RU1116-HBO |  | APRIL 19,2017 | IN STOCK/FIELD REBUILDABLE
Inj. Pump Starter A VFD | Toshiba | 250 | N/A | N/A | 400 | 480V/3Phase | VFD | VF-AS1-4160KPC-HN | 400AMP | N/A |  | APRIL 19,2017
Inj. Pump B Soft Starter | Benshaw | 250 | N/A | N/A | 500 | 480V/3Phase | Soft Start | RB3-1-S-250-460-S-12-CB-QP | 500AMP | N/A |  | APRIL 19,2017
MAIN DISC | MAKE |  |  |  | AMPS | VOLTAGE | TYPE | CAT.#/MOD.# | COMMENTS |  |  | CONFIRMED AT SITE | AVAILABILTY
MAIN | CUTLER HAMMER |  |  |  | 600 | 600 | FUSE | 3HD366 |  |  |  | APRIL 19,2017
TRANSFORMER | HAMMOND |  |  |  |  | 30KVA |  | NMK030KB |  |  |  | APRIL 19,2017
ESD AND M.O.V LISTS
DESIGNATION | MAKE |  |  |  | MODEL # |  |  | INFO |  |  | COMMENTS | CONFIRMED AT SITE | AVAILABILTY
INSTRUMENTATION CRITICAL PARTS LIST
DESIGNATION | QTY. | MAKE |  |  | MODEL # |  |  | INFO |  |  | COMMENTS | CONFIRMED AT SITE | AVAILABILTY
TANK LVL #1 | 1 | ROSEMOUNT |  |  | NOT READABLE | [6 empty] | APRIL 19,2017 | IN STOCK/FIELD REBUILDABLE
TANK LVL #2 | 1 | FOXBORO |  |  | 1GP16-T22C1C | [6 empty] | APRIL 19,2017 | IN STOCK/FIELD REBUILDABLE
LEAK DET. | 10 | DP HARP |  |  | EJA 530A | [6 empty] | APRIL 19,2017 | IN STOCK/FIELD REBUILDABLE
CONTROL VALVE #1 |  | CVS |  |  | 667 CVS HXP |  |  | SIZE 45 |  |  | TAG#PVY 400 | APRIL 19,2017
CONTROL VALVE #2 |  | CVS |  |  | 667 CVS HXP |  |  | SIZE 60 |  |  | TAG#FVY 400 | APRIL 19,2017
CONTROL VALVE #3 |  | CVS |  |  | 667 CVS HXP |  |  | SIZE 60 |  |  | TAG#PVY 501 | APRIL 19,2017
01-30-003-04 W2M STEELMAN UNIT 6
H2S/LEL CRITICAL PARTS LIST
DESIGNATION | QTY. | MAKE |  |  | MODEL # |  |  | INFO |  |  | COMMENTS | CONFIRMED AT SITE | AVAILABILTY
H2S |  | GENERAL MONITOR |  |  | DT220 |  |  | TWO CHANNEL UNIT |  |  |  | APRIL 19,2017 | OBSOLETE
PLC AND RADIO EQUIPMENT PARTS LIST
DESIGNATION | TAG# | MAKE |  |  | MODEL # |  |  | INFO |  |  | COMMENTS | CONFIRMED AT SITE | AVAILABILTY
PYRAMID |  | COMPACT LOGIX |  |  | L32E |  |  |  | 2-ANALOG INPUT CARDS 1-ANALOG OUTPUT CARD |  |  | APRIL 19,2017 | IN STOCK/FIELD REBUILDABLE
2-DC INPUT CARDS 2-DC OUTPUT CARDS
ALARM SYSTEM |  | PROTALK |  |  | B1290 |  |  | BASE UNIT WITH EXPANDER | 16 ALARMS(0 SPARE) |  |  | APRIL 19,2017 | IN STOCK/FIELD REBUILDABLE
RADIO |  | KENWOOD | [6 empty] | SET ON CHANNEL ONE |  |  | APRIL 19,2017 | IN STOCK/FIELD REBUILDABLE
H.M.I |  | HP COMPAQ |  |  | D8C69UT#ABA |  |  | S/N#24A32416LP |  |  |  | APRIL 19,2017 | IN STOCK/FIELD REBUILDABLE
UPS |  | APC |  |  | PRO1500 | [6 empty] | APRIL 19,2017 | IN STOCK/FIELD REBUILDABLE
HEATER AND AIR CONDITION EQUIPMENT PARTS LIST
DESIGNATION | TAG# | MAKE |  |  | MODEL # |  | TYPE | SIZE | COMMENTS |  |  | CONFIRMED AT SITE | AVAILABILTY
DOG HOUSE HEATER |  | OUELLET |  |  | OAS15034 |  | G/P | 480V/1-3PHASE/15KW |  |  |  | APRIL 19,2017
DOG HOUSE AC UNIT |  | CLIM |  |  | BG10L |  | G/P | 10,000BTU |  |  |  | APRIL 19,2017
INJ. BLD NORTH |  | OUELLET |  |  | OAS15034 |  | G/P | 480V/1-3PHASE/15KW |  |  |  | APRIL 19,2017
INJ. BLD SOUTH |  | OUELLET |  |  | OAS15034 |  | G/P | 480V/1-3PHASE/15KW |  |  |  | APRIL 19,2017
VRU CONTROL EQUIPMENT PARTS LIST
DESIGNATION | TAG# | MAKE |  |  | MODEL # |  |  | INFO | COMMENTS |  |  | CONFIRMED AT SITE | AVAILABILTY
TREATER BURNER CONTROL EQUIPMENT PARTS LIST
DESIGNATION | TAG# | MAKE |  |  | MODEL # |  |  | INFO | COMMENTS |  |  | CONFIRMED AT SITE | AVAILABILTY
FLARE STACK EQUIPMENT PARTS LIST
DESIGNATION | TAG# | MAKE |  |  | MODEL # |  |  | INFO | COMMENTS |  |  | CONFIRMED AT SITE | AVAILABILTY
FLARE |  | PYRAMID |  |  | 120V/BATTERY | [6 empty] | APRIL 19,2017
01-35-003-05 W2M STEELMAN UNIT 6[SHUT IN]
ELECTRICAL CRITICAL
DESIGNATION
MOTOR INFO | MAKE | HP | RPM | FRAME | AMPS | VOLTAGE | TYPE | CAT.#/MOD.# | COMMENTS |  |  | CONFIRMED AT SITE | AVAILABILTY OF REPLACEMENT UNIT
Transfer Pump Motor | EMERSON | 20 | 3600 | 256T | 23.2 | 480V/3Phase | FLC | YC20E1B/AG23 |  |  |  | APRIL 19,2017
Sump Pump Motor | BALDOR | 1 | 1800 | 56 | U/N | 120V/1Phase | X/P | UNREADABLE |  |  |  | APRIL 19,2017
Inj. Pump Motor A | GE | 75 | 1200 | 405T | 89.6 | 480V/3Phase | KS | M9131 |  |  |  | APRIL 19,2017
Inj. Pump Motor B | LEESON | 75 | 1200 | 405T | 89.5 | 480V/3Phase | KS | G150099.00/0405T11FB7D |  |  |  | APRIL 19,2017
CONTROLLER | MAKE | HP |  |  | AMPS | VOLTAGE | TYPE | CAT.#/MOD.# | BREAKER/FUSE SIZE: | OVERLOAD | COMMENTS | CONFIRMED AT SITE | AVAILABILTY OF REPLACEMENT UNIT
Transfer Pump Starter | WH | N/A | N/A | N/A | 30 | 480V/3Phase | Breaker | N/A | 30AMP | N/A |  | APRIL 19,2017
Sump Pump Starter | FP | N/A | N/A | N/A | 15 | 120V/1Phase | Breaker | N/A | 15AMP | N/A |  | APRIL 19,2017
Inj. Pump Starter A | PEC4 | N/A | N/A | N/A | 125 | 480V/3Phase | Starter | Contactor # SIE 3RT54-6 | 125AMP | SIE 3RB1056-1FWO |  | APRIL 19,2017
Inj. Pump Starter B | PEC4 | N/A | N/A | N/A | 125 | 480V/3Phase | Starter | Contactor # SIE 3RT54-6 | 125AMP | SIE 3RB1056-1FWO |  | APRIL 19,2017
MAIN DISC | MAKE |  |  |  | AMPS | VOLTAGE | TYPE | CAT.#/MOD.# | COMMENTS |  |  | CONFIRMED AT SITE | AVAILABILTY OF REPLACEMENT UNIT
MAIN | CUTLER HAMMER |  |  |  | 400 | 600 | FUSE |  |  |  |  | APRIL 19,2017
TRANSFORMER | ? OLD | [7 empty] | OLD CEILING MOUNT |  |  | APRIL 19,2017
ESD AND M.O.V LISTS
DESIGNATION | MAKE |  |  |  | MODEL # |  |  | INFO |  |  | COMMENTS | CONFIRMED AT SITE | AVAILABILTY OF REPLACEMENT UNIT
INSTRUMENTATION CRITICAL PARTS LIST
DESIGNATION | QTY. | MAKE |  |  | MODEL # |  |  | INFO |  |  | COMMENTS | CONFIRMED AT SITE | AVAILABILTY OF REPLACEMENT UNIT
TANK LEVEL |  | DP HARP |  |  | ESA 110A |  |  | ONE IN OPERATION AND ONE SPARE | PRESSURE TRANSMITTER |  |  | APRIL 19,2017
LEAK DET |  | DP HARP |  |  | EJA 530A |  |  |  | SIX AT SITE |  |  | APRIL 19,2017
H2S/LEL CRITICAL PARTS LIST
DESIGNATION | QTY. | MAKE |  |  | MODEL # |  |  | INFO |  |  | COMMENTS | CONFIRMED AT SITE | AVAILABILTY OF REPLACEMENT UNIT
H2S |  | NET SAFETY |  |  | M22-AR-A |  |  | 2 CHANNEL | HEADS STILL ON LOCATION |  |  | APRIL 19,2017
01-35-003-05 W2M STEELMAN UNIT 6[SHUT IN]
PLC AND RADIO EQUIPMENT PARTS LIST
DESIGNATION | TAG# | MAKE |  |  | MODEL # |  |  | INFO |  |  | COMMENTS | CONFIRMED AT SITE | AVAILABILTY OF REPLACEMENT UNIT
PLC |  | COMPACT LOGIX |  |  | COMPACT LOGIX L32E |  |  |  | 1-ANALOG INPUT CARDS 1-ANALOG OUTPUT CARD |  |  | APRIL 19,2017
1-DC INPUT CARDS 1-DC OUTPUT CARDS
PLC PROCESSOR HAS BEEN PULLED AND STORED AT CNRL OFFICE ESTEVAN
HEATER AND AIR CONDITION EQUIPMENT PARTS LIST
DESIGNATION | TAG# | MAKE |  |  | MODEL # |  | TYPE | SIZE | COMMENTS |  |  | CONFIRMED AT SITE | AVAILABILTY OF REPLACEMENT UNIT
DOG HOUSE AC UNIT |  | GARRISON |  |  |  |  | G/P | 120V PLUG IN PORTABLE |  |  |  | APRIL 19,2017
INJECTION BLD | EAST | OUELLET |  |  | OAS15034 |  | G/P | 480V/1-3PHASE/15KW |  |  |  | APRIL 19,2017
INJECTION BLD | WEST | OUELLET |  |  | OAS15034 |  | G/P | 480V/1-3PHASE/15KW |  |  |  | APRIL 19,2017
VRU CONTROL EQUIPMENT PARTS LIST
DESIGNATION | TAG# | MAKE |  |  | MODEL # |  |  | INFO | COMMENTS |  |  | CONFIRMED AT SITE | AVAILABILTY OF REPLACEMENT UNIT
TREATER BURNER CONTROL EQUIPMENT PARTS LIST
DESIGNATION | TAG# | MAKE |  |  | MODEL # |  |  | INFO | COMMENTS |  |  | CONFIRMED AT SITE | AVAILABILTY OF REPLACEMENT UNIT
FLARE STACK EQUIPMENT PARTS LIST
DESIGNATION | TAG# | MAKE |  |  | MODEL # |  |  | INFO | COMMENTS |  |  | CONFIRMED AT SITE | AVAILABILTY OF REPLACEMENT UNIT
FLARE |  | PYRAMID |  |  | 120V/BATTERY | [6 empty] | APRIL 19,2017
03-29-003-04 W2M STEELMANT UNIT 6
ELECTRICAL CRITICAL
DESIGNATION
MOTOR INFO | MAKE | HP | RPM | FRAME | AMPS | VOLTAGE | TYPE | CAT.#/MOD.# | COMMENTS |  |  | CONFIRMED AT SITE | AVAILABILTY
Transfter Pump Motor A | RELI | 40 | 3600 | 324TS | 50 | 480V/3Phase | X/P | P32GOS71D |  |  |  | APRIL 19,2017 | IN STOCK ESTEVAN
Transfter Pump Motor B | TECO | 40 | 3600 | 324TS | 44 | 480V/3Phase | X/P | XH04002TEZ |  |  |  | APRIL 19,2017 | IN STOCK ESTEVAN
Recycle Pump Motor | TECO | 7.5 | 1800 | 215T | 20 | 480V/3Phase | X/P | HSB |  |  |  | APRIL 19,2017 | IN STOCK ESTEVAN
VRU Comp. Motor | RELI | 5 | 1800 | 184T | 6 | 480V/3Phase | X/P | HX005404P |  |  |  | APRIL 19,2017 | IN STOCK ESTEVAN
CONTROLLER | MAKE | HP |  |  | AMPS | VOLTAGE | TYPE | CAT.#/MOD.# | BREAKER/FUSE SIZE: | OVERLOAD | COMMENTS | CONFIRMED AT SITE | AVAILABILTY
Transfter Pump Starter A | PEC3 | N/A | N/A | N/A | N/A | 600V | Breaker | Contactor # SIE 3RT1046-1A | 100AMP | SIE 3RU1146-4JV0 |  | APRIL 19,2017 | IN STOCK/FIELD REBUILDABLE
Transfter Pump Starter B | PEC3 | N/A | N/A | N/A | N/A | 600V | Starter | Contactor # SIE 3RT1046-1A | 100AMP | SIE 3RB2046-1EBO |  | APRIL 19,2017 | IN STOCK/FIELD REBUILDABLE
Recycle Pump Starter | PEC0 | N/A | N/A | N/A | N/A | 600V | Starter | Contactor # SIE 3RT1017-1KA61 | 10AMP | SIE 3RU1116-1HBO |  | APRIL 19,2017 | IN STOCK/FIELD REBUILDABLE
VRU Comp. Starter | PEC0 | N/A | N/A | N/A | N/A | 600V | Starter | Contactor # SIE 3RT1017-1AK64 | 10AMP | SIE 3RU1116-1HBO |  | APRIL 19,2017 | IN STOCK/FIELD REBUILDABLE
MAIN DISC | MAKE |  |  |  | AMPS | VOLTAGE | TYPE | CAT.#/MOD.# | COMMENTS |  |  | CONFIRMED AT SITE | AVAILABILTY
MAIN | SQUARE D |  |  |  | 200 | 600 | FUSE |  |  |  |  | APRIL 19,2017
TRANSFORMER | HAMMOND |  |  |  |  | 25KVA |  | NMF025LE |  |  |  | APRIL 19,2017
ESD AND M.O.V LISTS
DESIGNATION | MAKE |  |  |  | MODEL # |  |  | INFO | COMMENTS |  |  | CONFIRMED AT SITE | AVAILABILTY
INSTRUMENTATION CRITICAL PARTS LIST
DESIGNATION | QTY. | MAKE |  |  | MODEL # |  |  | INFO | COMMENTS |  |  | CONFIRMED AT SITE | AVAILABILTY
TANK LEVEL |  | TITAN |  |  | 3500 |  |  | 4 TANK SYSTEM |  |  |  | APRIL 19,2017 | IN STOCK/FIELD REBUILDABLE
H2S/LEL CRITICAL PARTS LIST
DESIGNATION | QTY. | MAKE |  |  | MODEL # |  |  | INFO | COMMENTS |  |  | CONFIRMED AT SITE | AVAILABILTY
H2S |  | SAFETY NET |  |  | TYPE 410 |  |  | 4 CHANNEL(1 SPARE) |  |  |  | APRIL 19,2017 | OBSOLETE
PLC AND RADIO EQUIPMENT PARTS LIST
DESIGNATION | TAG# | MAKE |  |  | MODEL # |  |  | INFO |  |  | COMMENTS | CONFIRMED AT SITE | AVAILABILTY
ALARM SYSTEM |  | PROTALK |  |  | B1290 |  |  | BASE UNIT WITH EXPANDER | 16 ALARMS(9SPARE) |  |  | APRIL 19,2017 | IN STOCK/FIELD REBUILDABLE
RADIO |  | KENWOOD | [6 empty] | SET ON CHANNEL ONE |  |  | APRIL 19,2017 | IN STOCK/FIELD REBUILDABLE
03-29-003-04 W2M STEELMANT UNIT 6
HEATER AND AIR CONDITION EQUIPMENT PARTS LIST
DESIGNATION | TAG# | MAKE |  |  | MODEL # |  | TYPE | SIZE | COMMENTS |  |  | CONFIRMED AT SITE | AVAILABILTY
DOG HOUSE HEATER |  | CALORITECH |  |  | GE157CT |  | G/P | 480V/1-3PHASE/15KW |  |  |  | APRIL 19,2017 | IN STOCK ESTEVAN
DOG HOUSE AC UNIT |  | CLIM |  |  | BG10L |  | G/P | 10,000BTU |  |  |  | APRIL 19,2017 | IN STOCK ESTEVAN
TRANSFER BLD |  | ROUGHNECK |  |  | FX4-480360-050-T |  | X/P |  |  |  |  | APRIL 19,2017 | IN STOCK ESTEVAN
VRU CONTROL EQUIPMENT PARTS LIST
DESIGNATION | TAG# | MAKE |  |  | MODEL # |  |  | INFO | COMMENTS |  |  | CONFIRMED AT SITE | AVAILABILTY
BYPASS VALVE |  | BETTIES |  |  | EM-320F-04-E7-02-003 |  |  | 3/4 INCH |  |  |  | APRIL 19,2017
CONTROL UNIT |  | ? |  |  | ? |  |  |  | PICO CONTROL UNIT MOD#1760-L18AWA-EX |  |  | APRIL 19,2017 | IN STOCK/FIELD REBUILDABLE
TREATER BURNER CONTROL EQUIPMENT PARTS LIST
DESIGNATION | TAG# | MAKE |  |  | MODEL # |  |  | INFO | COMMENTS |  |  | CONFIRMED AT SITE | AVAILABILTY
FLARE STACK EQUIPMENT PARTS LIST
DESIGNATION | TAG# | MAKE |  |  | MODEL # |  |  | INFO | COMMENTS |  |  | CONFIRMED AT SITE | AVAILABILTY
FLARE |  | PYRAMID |  |  | 120V/BATTERY | [6 empty] | APRIL 19,2017
03-33-003-05 W2M STEELMAN UNIT 6[SHUT IN]
ELECTRICAL CRITICAL
DESIGNATION
MOTOR INFO | MAKE | HP | RPM | FRAME | AMPS | VOLTAGE | TYPE | CAT.#/MOD.# | COMMENTS |  |  | CONFIRMED AT SITE | AVAILABILTY
Inj. Pump Motor A | GE | 75 | 1200 | 405T | 90.7 | 480V/3Phase | KS | 5K5405SAA308C |  |  |  | APRIL 19,2017
Inj. Pump Motor B | GE | 75 | 1200 | 405T | 90.7 | 480V/3Phase | KS | 5K5405SAA308C |  |  |  | APRIL 19,2017
Transfer Pump Motor | BALDOR | 5 | 1800 | 184T | 15 | 480V/3Phase | TEFC | M3613T |  |  |  | APRIL 19,2017
Sump Pump Motor | BALDOR | 1.5 | 1800 | 56 | 13.4 | 120V/1Phase | X/P | L5823A | 15AMP |  |  | APRIL 19,2017
CONTROLLER | MAKE | HP |  |  | AMPS | VOLTAGE | TYPE | CAT.#/MOD.# | BREAKER/FUSE SIZE: | OVERLOAD | COMMENTS | CONFIRMED AT SITE | AVAILABILTY
Inj. Pump Starter A | PEC4 | N/A | N/A | N/A | 125 | 480V/3Phase | Starter | Contactor # SIE 3RT1054-6…6 | 125AMP | SIE 3RB1056-1FW0 |  | APRIL 19,2017
Inj. Pump Starter B | PEC4 | N/A | N/A | N/A | 125 | 480V/3Phase | Starter | Contactor # SIE 3RT1054-6…6 | 125AMP | SIE 3RB1056-1FW0 |  | APRIL 19,2017
Transfer Pump Starter | TELE | N/A | N/A | N/A | 15 | 480V/3Phase | Starter | GE 30AMP Contactor # LC1/D1810 | 15AMP | LR2D13 |  | APRIL 19,2017
Sump Pump Starter | WH | N/A | N/A | N/A | 30 | 120V/1Phase | Breaker | L5823A | 30AMP |  |  | APRIL 19,2017
MAIN DISC | MAKE |  |  |  | AMPS | VOLTAGE | TYPE | CAT.#/MOD.# |  |  | COMMENTS | CONFIRMED AT SITE | AVAILABILTY
SITE MAIN | CUTTLER HAMMER |  |  |  | 200 |  | FUSE |  |  |  |  | APRIL 19,2017
MAIN TRANSFORMER | HAMMOND |  |  |  |  | 10KVA |  | ? |  |  |  | APRIL 19,2017
ESD AND M.O.V LISTS
ESD DESIGNATION | MAKE |  |  |  | MODEL # | [5 empty] | COMMENTS | CONFIRMED AT SITE | AVAILABILTY
NOTHING ON SITE | [11 empty] | APRIL 19,2017
INSTRUMENTATION CRITICAL PARTS LIST
DESIGNATION | QTY. | MAKE |  |  | MODEL # |  |  | INFO |  |  | COMMENTS | CONFIRMED AT SITE | AVAILABILTY
H2S/LEL CRITICAL PARTS LIST
DESIGNATION | QTY. | MAKE |  |  | MODEL # |  |  | INFO |  |  | COMMENTS | CONFIRMED AT SITE | AVAILABILTY
SITE H2S |  | GENERAL MONITOR |  |  | DT 220 |  |  | 2 CHANNEL |  |  | HEADS STILL AT SITE | APRIL 19,2017
LEAK DET. SYSTEM |  | DP HARP |  |  | EJA 530A |  |  | FOUR ON SITE |  |  |  | APRIL 19,2017
TANK LEVEL |  | DP HARP |  |  | ESA 110A |  |  | TWO ON SITE |  |  |  | APRIL 19,2017
PLC AND RADIO EQUIPMENT PARTS LIST
DESIGNATION | TAG# | MAKE |  |  | MODEL # |  |  | INFO |  |  | COMMENTS | CONFIRMED AT SITE | AVAILABILTY
PLC |  | PYRAMID |  |  | COMPACT LOGIX L32E |  |  |  | 1-ANALOG INPUT CARDS 1-ANALOG OUTPUT CARD |  |  | APRIL 19,2017
1-DC INPUT CARDS 1-DC OUTPUT CARDS
PLC PROCESSOR HAS BEEN PULLED AND STORED AT CNRL OFFICE ESTEVAN
03-33-003-05 W2M STEELMAN UNIT 6[SHUT IN]
HEATER AND AIR CONDITION EQUIPMENT PARTS LIST
DESIGNATION | TAG# | MAKE |  |  | MODEL # |  | TYPE | SIZE |  |  | COMMENTS | CONFIRMED AT SITE | AVAILABILTY
DOG HOUSE HEATER |  | STELPRO |  |  | ? |  | G/P | ? |  |  |  | APRIL 19,2017
INJECTION BLD | EAST | OUELLET |  |  | OAS15034 |  | G/P | 480V/1-3PHASE/15KW |  |  |  | APRIL 19,2017
INJECTION BLD | WEST | OUELLET |  |  | OAS15034 |  | G/P | 480V/1-3PHASE/15KW |  |  |  | APRIL 19,2017
VRU CONTROL EQUIPMENT PARTS LIST
DESIGNATION | TAG# | MAKE |  |  | MODEL # |  |  | INFO |  |  | COMMENTS | CONFIRMED AT SITE | AVAILABILTY
NOTHING ON SITE | [11 empty] | APRIL 19,2017
FLARE STACK EQUIPMENT PARTS LIST
DESIGNATION | TAG# | MAKE |  |  | MODEL # |  |  | INFO |  |  | COMMENTS | CONFIRMED AT SITE | AVAILABILTY
NOTHING ON SITE | [11 empty] | APRIL 19,2017
TREATER BURNER CONTROL EQUIPMENT PARTS LIST
DESIGNATION | TAG# | MAKE |  |  | MODEL # |  |  | INFO | COMMENTS |  |  | CONFIRMED AT SITE | AVAILABILTY
NOTHING ON SITE | [11 empty] | APRIL 19,2017
09-28-003-04 W2M STEELMAN UNIT 6
ELECTRICAL CRITICAL
DESIGNATION
MOTOR INFO | MAKE | HP | RPM | FRAME | AMPS | VOLTAGE | TYPE | CAT.#/MOD.# | COMMENTS |  |  | CONFIRMED AT SITE | AVAILABILTY
VRU Comp. Motor | TECO | 5 | 1800 | 184T | 6.3 | 480V/3Phase | X/P | XH00504TE2 |  |  |  | APRIL 19,2017 | IN STOCK ESTEVAN
Recycle Pump Motor | WH | 5 | 1800 | 184T | 6.5 | 480V/3Phase | TEXP | 500504TXT4 |  |  |  | APRIL 19,2017 | IN STOCK ESTEVAN
Oil Pump Motor | GE | 15 | 1200 | 284T | 18.8 | 480V/3Phase | KE | 5KE284CC305P |  |  |  | APRIL 19,2017 | IN STOCK ESTEVAN
Water Pump Motor | TECO | 30 | 3600 | 286TS | 33 | 480V/3Phase | X/P | XH03002TE2 |  |  |  | APRIL 19,2017
Charge Pump Motor | Toshiba | 5 | 3600 | 184T | 5.7 | 480V/3Phase | X/P | B00527LF2AMH |  |  |  | APRIL 19,2017 | IN STOCK ESTEVAN
SUMP PUMP | BALDOR | 1 | 1800 | 56 | 11 | 120V/1PHASE | X/P | NOT READABLE | 15AMP BREAKER | N/A |  | APRIL 19,2017 | IN STOCK ESTEVAN
AIR COMPRESSOR | BALDOR | 2 | 1800 | 145T | 3.1 |  | X/P | M7037T |  |  |  | APRIL 19,2017 | IN STOCK ESTEVAN
CONTROLLER | MAKE | HP |  |  | AMPS | VOLTAGE | TYPE | CAT.#/MOD.# | BREAKER/FUSE SIZE: | OVERLOAD | COMMENTS | CONFIRMED AT SITE | AVAILABILTY
VRU Comp. Starter | PEC1 | N/A | N/A | N/A | 25 | 480V/3Phase | Starter | Contactor # SIE 3TR1034-1A | 25AMP | SIE 3RU1136-1JBO |  | APRIL 19,2017 | IN STOCK/FIELD REBUILDABLE
Recycle Pump Starter | PEC1 | N/A | N/A | N/A | 25 | 480V/3Phase | Starter | Contactor # SIE 3TR1034-1A | 25AMP | SIE 3RU1136-1HBO |  | APRIL 19,2017 | IN STOCK/FIELD REBUILDABLE
Oil Pump Starter | PEC2 | N/A | N/A | N/A | 50 | 480V/3Phase | Starter | Contactor # SIE 3RT1036-1A | 50AMP | SIE 3RU1136-4DBO |  | APRIL 19,2017 | IN STOCK/FIELD REBUILDABLE
Water Pump Starter | PEC3 | N/A | N/A | N/A | 100 | 480V/3Phase | Starter | Contactor # SIE 3RT1046-1A | 100AMP | SIE 3RU1146-4FBO |  | APRIL 19,2017 | IN STOCK/FIELD REBUILDABLE
Charge Pump Starter | Old VFD CAB. | N/A | N/A | N/A | 25 | 480V/3Phase | Starter | Contactor # SIE 3RT1036-1A | 25AMP | SIE 3RU1136-1JBO |  | APRIL 19,2017 | IN STOCK/FIELD REBUILDABLE
AIR COMPRESSOR | PEC 1 |  |  |  | 25 | 480V/3Phase | Starter | Contactor # SIE 3TR1034-1A | 25AMP | SIE 3RU1136-1JBO |  | APRIL 19,2017 | IN STOCK/FIELD REBUILDABLE
MAIN DISC | MAKE |  |  |  | AMPS | VOLTAGE | TYPE | CAT.#/MOD.# |  |  | COMMENTS | CONFIRMED AT SITE | AVAILABILTY
ESD AND M.O.V LISTS
ESD DESIGNATION | MAKE |  |  |  | MODEL # | [5 empty] | COMMENTS | CONFIRMED AT SITE | AVAILABILTY
INSTRUMENTATION CRITICAL PARTS LIST
DESIGNATION | QTY. | MAKE |  |  | MODEL # |  |  | INFO |  |  | COMMENTS | CONFIRMED AT SITE | AVAILABILTY
TANK LEVEL SYSTEM |  | TITAN 3500 | [5 empty] | FOUR TANK UNIT | USING ONLY THREE TANKS |  |  | APRIL 19,2017 | IN STOCK/FIELD REBUILDABLE
H2S/LEL CRITICAL PARTS LIST
DESIGNATION | QTY. | MAKE |  |  | MODEL # |  |  | INFO |  |  | COMMENTS | CONFIRMED AT SITE | AVAILABILTY
H2S SYSTEM |  | NET SAFETY |  |  | U4G-H2S-24-100 | [6 empty] | APRIL 19,2017 | IN STOCK/FIELD REBUILDABLE
PLC AND RADIO EQUIPMENT PARTS LIST
DESIGNATION | TAG# | MAKE |  |  | MODEL # |  |  | INFO |  |  | COMMENTS | CONFIRMED AT SITE | AVAILABILTY
ALARM |  | PROTALK |  |  | B1290 + EXPANDER |  |  | 16ALARMS[6 SPARE] |  |  |  | APRIL 19,2017 | IN STOCK/FIELD REBUILDABLE
RADIO |  | KENWOOD | [5 empty] | CHANNEL 1 |  |  |  | APRIL 19,2017 | IN STOCK/FIELD REBUILDABLE
09-28-003-04 W2M STEELMAN UNIT 6
HEATER AND AIR CONDITION EQUIPMENT PARTS LIST
DESIGNATION | TAG# | MAKE |  |  | MODEL # |  | TYPE | SIZE | COMMENTS |  |  | CONFIRMED AT SITE | AVAILABILTY
ROUGHNECK | TREATER BLD | ROUGHNECK |  |  | FX5-480360-150-WT |  |  | 15KW |  |  |  | APRIL 19,2017
ROUGHNECK | OIL BLD. | ROUGHNECK |  |  | FX4-480360-050-T |  |  | 5KW |  |  |  | APRIL 19,2017
ROUGHNECK | WATER BLD. | ROUGHNECK |  |  | FX4-480360-050-T |  |  | 5KW |  |  |  | APRIL 19,2017
VRU CONTROL EQUIPMENT PARTS LIST
DESIGNATION | TAG# | MAKE |  |  | MODEL # |  |  | INFO | COMMENTS |  |  | CONFIRMED AT SITE | AVAILABILTY
BYPASS |  | ASCO |  |  | 8215G023 | [6 empty] | APRIL 19,2017 | IN STOCK/FIELD REBUILDABLE
CONTROL UNIT |  | ? |  |  | ? |  |  |  | PICO CONTROL UNIT 1760-L18AWA-EX |  |  | APRIL 19,2017 | IN STOCK/FIELD REBUILDABLE
FLARE STACK EQUIPMENT PARTS LIST
DESIGNATION | TAG# | MAKE |  |  | MODEL # |  |  | INFO | COMMENTS |  |  | CONFIRMED AT SITE | AVAILABILTY
FLARE |  | PYRAMID |  |  | 120V/BATTERY | [6 empty] | APRIL 19,2017
TREATER BURNER CONTROL EQUIPMENT PARTS LIST
DESIGNATION | TAG# | MAKE |  |  | MODEL # |  |  | INFO | COMMENTS |  |  | CONFIRMED AT SITE | AVAILABILTY
TREATER GAS VALVE |  | ACL |  |  | PIT-120-121406-02 | [6 empty] | APRIL 19,2017
BURNER CONTROL |  | ACL |  |  | 5100 | [6 empty] | APRIL 19,2017
11-35-003-05 W2M STEELMAN UNIT 6[SHUT IN]
ELECTRICAL CRITICAL
DESIGNATION
MOTOR INFO | MAKE | HP | RPM | FRAME | AMPS | VOLTAGE | TYPE | CAT.#/MOD.# | COMMENTS |  |  | CONFIRMED AT SITE | AVAILABILTY
Transfer Pump Motor 1 | BALDOR | 40 | 3600 | 324TS | 45 | 480V/3Phase | X/P | H7067T |  |  |  | APRIL 19,2017
Transfer Pump Motor 2 | TECO | 40 | 3600 | 324TS | 44.3 | 480V/3Phase | X/P | XH0402 |  |  |  | APRIL 19,2017
VRU Comp. Motor | WEG | 5 | 1800 | 184T | 6.48 | 480V/3Phase | EXT | HX005404P |  |  |  | APRIL 19,2017
Recycle Pump Motor | BALDOR | 1.5 | UNREADABLE |  | 6.5 | 480V/3Phase | X/P | M7020T |  |  | NOT WORTH REUSING | APRIL 19,2017
CONTROLLER | MAKE | HP |  |  | AMPS | VOLTAGE | TYPE | CAT.#/MOD.# | BREAKER/FUSE SIZE: | OVERLOAD | COMMENTS | CONFIRMED AT SITE | AVAILABILTY
Transfer Pump Starter 1 | PEC1 | N/A | N/A | N/A | 100 | 480V/3Phase | Starter | Contactor # SIE 3RT1046-1A..0 | 100AMP | SIE 3RU1146-4HBO | LOCKED OUT | APRIL 19,2017
Transfer Pump Starter 2 | PEC3 | N/A | N/A | N/A | 100 | 480V/3Phase | SOFT START |  |  |  | LOCKED OUT | APRIL 19,2017
VRU Comp. Starter | PEC3 | N/A | N/A | N/A | 10 | 480V/3Phase | Starter | Contactor # SIE 3RT1034-1A..0 | 10AMP | SIE 3RU116-1HBO | LOCKED OUT | APRIL 19,2017
Recycle Pump Starter | PEC0 | N/A | N/A | N/A | 10 | 480V/3Phase | Starter | Contactor # SIE 3RT1017-1AK61 | 10AMP | SIE 3RU1116-1FB0 | LOCKED OUT | APRIL 19,2017
MAIN DISC | MAKE |  |  |  | AMPS | VOLTAGE | TYPE | CAT.#/MOD.# |  |  | COMMENTS | CONFIRMED AT SITE | AVAILABILTY
MAIN | SQUARE D |  |  |  | 100 | 600 | FUSE |  |  |  |  | APRIL 19,2017
TRANSFORMER | ACME |  |  |  |  | 10KVA |  | T-2-53516-3S |  |  |  | APRIL 19,2017
ESD AND M.O.V LISTS
DESIGNATION | MAKE |  |  |  | MODEL # |  |  | INFO |  |  | COMMENTS | CONFIRMED AT SITE | AVAILABILTY
INSTRUMENTATION CRITICAL PARTS LIST
DESIGNATION | QTY. | MAKE |  |  | MODEL # |  |  | INFO |  |  | COMMENTS | CONFIRMED AT SITE | AVAILABILTY
TANK LEVEL |  | TITAN |  |  | OMRON |  |  | 2 TANK SYSTEM |  |  |  | APRIL 19,2017
H2S/LEL CRITICAL PARTS LIST
DESIGNATION | QTY. | MAKE |  |  | MODEL # |  |  | INFO |  |  | COMMENTS | CONFIRMED AT SITE | AVAILABILTY
H2S |  | SAFETY NET |  |  | TYPE 410 |  |  | 4 CHANNEL | HEADS ARE REMOVED |  |  | APRIL 19,2017
H2S |  | SAFETY NET |  |  | TYPE 210 |  |  | 2 CHANNEL | HEADS ARE REMOVED |  |  | APRIL 19,2017
PLC AND RADIO EQUIPMENT PARTS LIST
DESIGNATION | TAG# | MAKE |  |  | MODEL # |  |  | INFO |  |  | COMMENTS | CONFIRMED AT SITE | AVAILABILTY
ALARM SYSTEM |  | PROTALK |  |  | B1290 |  |  |  | EIGHT ALARMS(NOT IN USE) |  |  | APRIL 19,2017
RADIO |  | KENWOOD | [6 empty] | SET ON CHANNEL ONE |  |  | APRIL 19,2017
APRIL 19,2017
11-35-003-05 W2M STEELMAN UNIT 6[SHUT IN]
HEATER AND AIR CONDITION EQUIPMENT PARTS LIST
DESIGNATION | TAG# | MAKE |  |  | MODEL # |  | TYPE | SIZE | COMMENTS |  |  | CONFIRMED AT SITE | AVAILABILTY
DOG HOUSE HEATER |  | STELPRO |  |  | ? |  | G/P | ? |  |  |  | APRIL 19,2017
TREATER BLD |  | ROUGHNECK |  |  | CX1-480160-048-T2A-11B-T | [6 empty] | APRIL 19,2017
TRANSFER BLD |  | ROUGHNECK |  |  | FX5-480360-100WT |  | X/P |  |  |  |  | APRIL 19,2017
APRIL 19,2017
VRU CONTROL EQUIPMENT PARTS LIST
DESIGNATION | TAG# | MAKE |  |  | MODEL # |  |  | INFO | COMMENTS |  |  | CONFIRMED AT SITE | AVAILABILTY
BYPASS VALVE |  | BETTIES |  |  | EM-320F-04-E7-02-003 |  |  | 3/4 INCH |  |  |  | APRIL 19,2017
CONTROL UNIT |  | ? |  |  | ? |  |  |  | PICO CONTROL UNIT MOD#1760-L18AWA-EX |  |  | APRIL 19,2017
VRU PRESS. TRANS. |  | ? |  |  | ? |  |  |  | STILL ON TANK TOP |  |  | APRIL 19,2017
FLARE STACK EQUIPMENT PARTS LIST
DESIGNATION | TAG# | MAKE |  |  | MODEL # |  |  | INFO | COMMENTS |  |  | CONFIRMED AT SITE | AVAILABILTY
FLARE |  | PYRAMID |  |  | 120V/BATTERY | [6 empty] | APRIL 19,2017
16-16-003-04 W2M STEELMAN UNIT 6[SHUT IN]
ELECTRICAL CRITICAL
DESIGNATION
MOTOR INFO | MAKE | HP | RPM | FRAME | AMPS | VOLTAGE | TYPE | CAT.#/MOD.# | COMMENTS |  |  | CONFIRMED AT SITE | AVAILABILTY OF REPLACEMENT UNIT
Transfer Pump Motor | TECO | 20 | 3600 | 256T | 22.4 | 480/3Phase | ACHHXU | XH0202 |  |  |  | APRIL 19,2017
Recycle Pump Motor | Brook Elec. | 3 | 1200 | L2137 | 4.3 | 480/3Phase | TEFV | 6SB |  |  |  | APRIL 19,2017
VRU Comp. Motor | WEG | 5 | 1800 | 184T | 6.48 | 480/3Phase | X/P | HX005404P | COMPRESSOR HEAD HAS BEEN PULLED |  |  | APRIL 19,2017
CONTROLLER | MAKE | HP |  |  | AMPS | VOLTAGE | TYPE | CAT.#/MOD.# | BREAKER/FUSE SIZE: | OVERLOAD | COMMENTS | CONFIRMED AT SITE | AVAILABILTY OF REPLACEMENT UNIT
Transfer Pump Starter | CD Controls | 25 | N/A | N/A | N/A | 600V | Starter | HP25 | 30AMP | UNREADABLE |  | APRIL 19,2017
Recycle Pump Starter | Square D | N/A | N/A | N/A | N/A | 600V | Starter | Contactor # GE CR 206AP1 | 30AMP | EZOO |  | APRIL 19,2017
VRU Comp. Starter | PEC1 | N/A | N/A | N/A | N/A | 600V | Starter | Contactor # SIE 3RT 1034-1A.0 | 30AMP | SIE 3RU1136-1HBO |  | APRIL 19,2017
MAIN DISC | MAKE |  |  |  | AMPS | VOLTAGE | TYPE | CAT.#/MOD.# | COMMENTS |  |  | CONFIRMED AT SITE | AVAILABILTY OF REPLACEMENT UNIT
MAIN | FEDERAL |  |  |  | 60 | 600 | FUSE |  |  |  |  | APRIL 19,2017
TRANSFORMER | HAMMOND |  |  |  |  | 5KVA | [5 empty] | APRIL 19,2017
ESD AND M.O.V LISTS
DESIGNATION | MAKE |  |  |  | MODEL # |  |  | INFO |  |  | COMMENTS | CONFIRMED AT SITE | AVAILABILTY OF REPLACEMENT UNIT
INSTRUMENTATION CRITICAL PARTS LIST
DESIGNATION | QTY. | MAKE |  |  | MODEL # |  |  | INFO |  |  | COMMENTS | CONFIRMED AT SITE | AVAILABILTY OF REPLACEMENT UNIT
TANK LEVEL |  | TITAN |  |  | OMRON |  |  | TWO TANK SYSTEM |  |  |  | APRIL 19,2017
H2S/LEL CRITICAL PARTS LIST
DESIGNATION | QTY. | MAKE |  |  | MODEL # |  |  | INFO |  |  | COMMENTS | CONFIRMED AT SITE | AVAILABILTY OF REPLACEMENT UNIT
H2S SYSTEM |  | SAFETNET |  |  | TYPE 410 |  |  | 4 CHANNEL | HEADS HAVE BEEN PULLED FROM SITE |  |  | APRIL 19,2017
PLC AND RADIO EQUIPMENT PARTS LIST
DESIGNATION | TAG# | MAKE |  |  | MODEL # |  |  | INFO |  |  | COMMENTS | CONFIRMED AT SITE | AVAILABILTY OF REPLACEMENT UNIT
ALARM |  | PROTALK |  |  | 1290 |  |  | 8 ALARMS[3SPARE] |  |  |  | APRIL 19,2017
HEATER AND AIR CONDITION EQUIPMENT PARTS LIST
DESIGNATION | TAG# | MAKE |  |  | MODEL # |  | TYPE | SIZE | COMMENTS |  |  | CONFIRMED AT SITE | AVAILABILTY OF REPLACEMENT UNIT
DOG HOUSE |  | ? |  |  | WALL PACK 240V |  |  | ? |  |  |  | APRIL 19,2017
TREATER BUILD |  | CALORTECH |  |  | ? |  |  |  | DOES NOT LOOK LIKE WORTH REUSING |  |  | APRIL 19,2017
VRU CONTROL EQUIPMENT PARTS LIST
DESIGNATION | TAG# | MAKE |  |  | MODEL # |  |  | INFO | COMMENTS |  |  | CONFIRMED AT SITE | AVAILABILTY OF REPLACEMENT UNIT
BYPASS |  | BETTIS |  |  | EM320F-04-E7-02-003 |  |  | 3/4" PIPEING |  |  |  | APRIL 19,2017
CONTROL UNIT |  | ? |  |  | ? |  |  |  | PICO CONTROL UNIT 1760-L18AWA-EX |  |  | APRIL 19,2017
VRU PRESSURE TRANS. |  | ? |  |  | ? |  |  |  | STILL ON TANK TOP |  |  | APRIL 19,2017
16-16-003-04 W2M STEELMAN UNIT 6[SHUT IN]
TREATER BURNER CONTROL EQUIPMENT PARTS LIST
DESIGNATION | TAG# | MAKE |  |  | MODEL # |  |  | INFO | COMMENTS |  |  | CONFIRMED AT SITE | AVAILABILTY OF REPLACEMENT UNIT
FLARE STACK EQUIPMENT PARTS LIST
DESIGNATION | TAG# | MAKE |  |  | MODEL # |  |  | INFO | COMMENTS |  |  | CONFIRMED AT SITE | AVAILABILTY OF REPLACEMENT UNIT
FLARE |  | PYRAMID |  |  | 120V/BATTERY | [6 empty] | APRIL 19,2017
07-28-007-08 W2M VIEWFIELD
ELECTRICAL CRITICAL
DESIGNATION
MOTOR INFO | MAKE | HP | RPM | FRAME | AMPS | VOLTAGE | TYPE | CAT.#/MOD.# | COMMENTS |  |  | CONFIRMED AT SITE | AVAILABILTY
VRU COMP. MOTOR | MARATHON | 5 | 1740 | 184T | 6.5 | 480/3PHASE | TGS | AJ 184TTGS1026AR L |  |  |  | MARCH 24/2017 | IN STOCK ESTEVAN
TRANSFER PUMP. MOTOR | WWE | 5 | 3465 | 184T | 6 | 480/3PHASE | X/P | 5K184CCT105P |  |  |  | MARCH 24/2017 | IN STOCK ESTEVAN
RECYCLE PUMP MOTOR | GE | 5 | 1758 | 184T | 6 | 480/3PHASE | TE | XWWE5-18-184T |  |  |  | MARCH 24/2017 | IN STOCK ESTEVAN
CONTROLLER INFO | MAKE | HP |  |  | AMPS | VOLTAGE | TYPE | CAT.#/MOD.# | BREAKER/FUSE SIZE: | OVERLOAD | COMMENTS | CONFIRMED AT SITE | AVAILABILTY
VRU COMP STARTER | PEC 1 | N/A | N/A | N/A | 25 | 600V | STARTER | Contactor # SIE 3RT3014-1A | 25AMP | 3RU1136-1HBO |  | MARCH 24/2017 | IN STOCK/FIELD REBUILDABLE
TRANSFER PUMP STARTER | PEC 0 | N/A | N/A | N/A | 10 | 600V | STARTER | Contactor # SIE 3RT3017-1AK61 | 10AMP | 3RU1116-1HBO |  | MARCH 24/2017 | IN STOCK/FIELD REBUILDABLE
RECYCLE PUMP STARTER | PEC 1 | N/A | N/A | N/A | 50 | 600V | STARTER | Contactor # SIE 3RT1036-1A | 50AMP | 3RU1116-1HBO |  | MARCH 24/2017 | IN STOCK/FIELD REBUILDABLE
MAIN DISCONNECT INFO | MAKE |  |  |  | AMPS | VOLTAGE | TYPE | CAT.#/MOD.# | COMMENTS |  |  | CONFIRMED AT SITE | AVAILABILTY
SITE DISCONNECT | GE |  |  |  | 200 | 600V | FUSE |  |  |  |  | MARCH 24/2017 | IN STOCK ESTEVAN
ESD LISTS
ESD DESIGNATION | MAKE |  |  |  | MODEL # |  |  | CONTROL | COMMENTS |  | AVAILABILTY | CONFIRMED AT SITE | AVAILABILTY
NO ESD EQUIPMENT
INSTRUMENTATION CRITICAL SPARE PARTS LIST
DESIGNATION | TAG# | MAKE |  |  | MODEL # |  |  | INFO | COMMENTS |  | AVAILABILTY | CONFIRMED AT SITE | AVAILABILTY
OIL TANK |  | TITAIN |  |  | OMRON COUNTER |  |  | THREE OIL | FIELD REBUILDABLE/REPLACABLE |  | IN STOCK ESTEVAN | MARCH 24/2017 | IN STOCK/FIELD REBUILDABLE
H2S/LEL CRITICAL SPARE PARTS LIST
DESIGNATION | TAG# | MAKE |  |  | MODEL # |  |  | INFO | COMMENTS |  | AVAILABILTY | CONFIRMED AT SITE | AVAILABILTY
SITE H2S |  | NET SAFETY |  |  | NLP-AR-ST1200 |  |  | 6 CHANNEL | FIELD REBUILDABLE/REPLACABLE |  |  | MARCH 24/2017 | IN STOCK/FIELD REBUILDABLE
PLC AND RADIOEQUIPMENT PARTS LIST
DESIGNATION | TAG# | MAKE |  |  | MODEL # |  |  | INFO | COMMENTS |  | AVAILABILTY | CONFIRMED AT SITE | AVAILABILTY
RADIO |  | KENWOOD |  |  | NEW STYLE |  |  | CHANNEL ONE | FIELD REBUILDABLE/REPLACABLE |  | IN STOCK ESTEVAN | MARCH 24/2017 | IN STOCK/FIELD REBUILDABLE
ALARM |  | PROTALK |  |  | 1290 |  |  | 8 ALARMS(2 SPARE) | FIELD REBUILDABLE/REPLACABLE |  | IN STOCK ESTEVAN | MARCH 24/2017 | IN STOCK/FIELD REBUILDABLE
HEATER AND AIR CONDITION EQUIPMENT PARTS LIST
DESIGNATION | TAG# | MAKE |  |  | MODEL # |  | TYPE | SIZE | COMMENTS |  | AVAILABILTY | CONFIRMED AT SITE | AVAILABILTY
DOG HOUSE HEATER |  | BASE BOARDS |  |  |  |  | GP |  | FIELD REBUILDABLE/REPLACABLE |  | IN STOCK ESTEVAN | MARCH 24/2017 | IN STOCK ESTEVAN
HEADER HEATER |  | ROUGHNECK |  |  | FX5 |  | XP | 7500W / 480V / 3PH | FIELD REBUILDABLE/REPLACABLE |  |  | MARCH 24/2017 | IN STOCK ESTEVAN
DOG HOUSE A/C |  | COMFORT AIR | [5 empty] | 10,000BTU | HORIZONTAL |  | IN STOCK ESTEVAN | MARCH 24/2017 | IN STOCK ESTEVAN
VRU CONTROL EQUIPMENT PARTS LIST
DESIGNATION | TAG# | MAKE |  |  | MODEL # |  |  | INFO | COMMENTS |  | AVAILABILTY | CONFIRMED AT SITE | AVAILABILTY
CONTROL UNIT |  | ? |  |  | ? |  |  | #1760-L18AWA-EX | PICO CONTROL UNIT |  | IN STOCK ESTEVAN | MARCH 24/2017 | IN STOCK/FIELD REBUILDABLE
VRU PRESS. TRANS. |  | ? |  |  | ? |  |  |  | STILL ON TANK TOP |  |  | MARCH 24/2017
TREATER BURNER CONTROL EQUIPMENT PARTS LIST
DESIGNATION | TAG# | MAKE |  |  | MODEL # |  |  | INFO | COMMENTS |  | AVAILABILTY | CONFIRMED AT SITE | AVAILABILTY
TREATER BURNER |  | PROFIRE |  |  | 2100 |  |  | 1PS21-BMS | TWO ON SITE |  |  | MARCH 24/2017
FLARE STACK EQUIPMENT PARTS LIST
DESIGNATION | TAG# | MAKE |  |  | MODEL # |  |  | INFO | COMMENTS |  | AVAILABILTY | CONFIRMED AT SITE | AVAILABILTY
FLARE |  | PYRAMID |  |  | 120V |  |  |  | FIELD REBUILDABLE/REPLACABLE |  | IN STOCK ESTEVAN | MARCH 24/2017 | IN STOCK/FIELD REBUILDABLE
12-25-004-19 W2M FREDA LAKE
ELECTRICAL CRITICAL
DESIGNATION
MOTOR INFO | MAKE | HP | RPM | FRAME | AMPS | VOLTAGE | TYPE | CAT.#/MOD.# | COMMENTS |  |  | CONFIRMED AT SITE | AVAILABILTY
Disposal Pump Motor | Toshiba | 40 | 1760 | 3L4T | 49.5 | 480V/3Phase | TIKK | B0404YLF1A0 |  |  |  | MARCH 22,2017
Recycle Pump Motor | TECO | 2 | 1715 | 145T | 2.9 | 480V/3Phase | X/P | XH00264TE2 |  |  |  | MARCH 22,2017
VRU Comp. Motor | Marathon | 5 | 1755 | 184T | 6.2 | 480V/3Phase | TGS | NA184TTGN6526AAL |  |  |  | MARCH 22,2017
Air Comp. Motor | N. American Elec. | 2 | 1751 | 145T | 3.1 | 480V/3Phase | X/P | XP1802 |  |  |  | MARCH 22,2017
Drain Pump Motor | TECO | 1 | 1755 | 143T | 1.61 | 480V/3Phase | AEHHXV | XIT0014 |  |  |  | MARCH 22,2017
DISPOSAL SPARE |  | 40 | 1800 |  |  |  |  | 5KE324CC205P |  |  |  | MARCH 22,2017
CONTROLLER | MAKE | HP |  |  | AMPS | VOLTAGE | TYPE | CAT.#/MOD.# | BREAKER/FUSE SIZE: | OVERLOAD | COMMENTS | CONFIRMED AT SITE | AVAILABILTY
Disposal Pump Starter | CutlerHammer | N/A | N/A | N/A | 100 | 600V | Starter | Contactor # CH AIOENO | 100 | U/N |  | MARCH 22,2017
Recycle Pump Starter | CH | N/A | N/A | N/A | 30 | 600V | Starter | Contactor # CH 10ABNO | 30 | 1026 |  | MARCH 22,2017
VRU Comp. Starter | PEC0 | N/A | N/A | N/A | 10 | 600V | Starter | Contactor # SIE 3RT1017-1AK61 | 10 | SIE 3RU1116-1HBO |  | MARCH 22,2017
Air Comp. Starter | PEC0 | N/A | N/A | N/A | 10 | 600V | Starter | Contactor # SIE 3RT1017-1AK61 | 10 | SIE 3RU1116-1HBO |  | MARCH 22,2017
Drain Pump Starter | CD Controls | N/A | N/A | N/A | 10 | 600V | Starter | Contactor # AB C09 | 10 | 193-EECB |  | MARCH 22,2017
MARCH 22,2017
MAIN DISC | MAKE |  |  |  | AMPS | VOLTAGE | TYPE | CAT.#/MOD.# | COMMENTS |  |  | CONFIRMED AT SITE | AVAILABILTY
ESD AND M.O.V LISTS
DESIGNATION | MAKE |  |  |  | MODEL # |  |  | INFO | COMMENTS |  |  | CONFIRMED AT SITE | AVAILABILTY
PCV200 | CVS |  |  |  | 657 CVS D |  |  | Control Valve |  |  |  | MARCH 22,2017
ESD102 | CVS |  |  |  | CVS140SR10 |  |  | ESD Actuator |  |  |  | MARCH 22,2017
ESD101 | CVS |  |  |  | CVS105SR11 |  |  | ESD Actuator |  |  |  | MARCH 22,2017
INSTRUMENTATION CRITICAL PARTS LIST
DESIGNATION | TAG# | MAKE |  |  | MODEL # |  |  | INFO | COMMENTS |  |  | CONFIRMED AT SITE | AVAILABILTY
WATER TANK LVL | LT-300 | Rosemount |  |  | 3051 | [6 empty] | MARCH 22,2017
WATER TANK LVL | LT-301 | Yokogawa |  |  | EJA 110A | [6 empty] | MARCH 22,2017
OIL TANK |  | TITAN/OMRON | [5 empty] | ON FOUR TANKS |  |  |  | MARCH 22,2017
LEAK DET. | PT-200 | ROSEMOUNT |  |  | 2088 | [6 empty] | MARCH 22,2017
Inlet Pressure | PT102 | Foxboro |  |  | IGP10 | [6 empty] | MARCH 22,2017
H2S/LEL CRITICAL PARTS LIST
DESIGNATION | QTY. | MAKE |  |  | MODEL # |  |  | INFO | COMMENTS |  |  | CONFIRMED AT SITE | AVAILABILTY
Treater BLDG |  | Netsafety |  |  | M22-A-A |  |  | 1 CHANNEL |  |  |  | MARCH 22,2017
Flare KO BLDG |  | Netsafety |  |  | MLP-A-ST1200 |  |  | 2 CHANNEL |  |  |  | MARCH 22,2017
PLC AND RADIO EQUIPMENT PARTS LIST
DESIGNATION | TAG# | MAKE |  |  | MODEL # |  |  | INFO | COMMENTS |  |  | CONFIRMED AT SITE | AVAILABILTY
PLC UPS |  | APC |  |  | SmartUPS 3000 | [6 empty] | MARCH 22,2017
ALARMS |  | PROTALK |  |  | B1290 + EXPANDER |  |  | PHONE LINE CALL OUT |  |  |  | MARCH 22,2017
PLC UPS |  | ALLEN BRADLEY |  |  | LE32 |  |  | 1-DIG. IN 2-DIG. OUT |  |  |  | MARCH 22,2017
1-ANALOG IN 1-ANALOG OUT
HEATER AND AIR CONDITION EQUIPMENT PARTS LIST
DESIGNATION | TAG# | MAKE |  |  | MODEL # |  | TYPE | SIZE | COMMENTS |  |  | CONFIRMED AT SITE | AVAILABILTY
TREATER |  | ROUGHNECK |  |  | FX4-480360-100 |  | X/P |  |  |  |  | MARCH 22,2017
VRU CONTROL EQUIPMENT PARTS LIST
DESIGNATION | TAG# | MAKE |  |  | MODEL # |  |  | INFO | COMMENTS |  |  | CONFIRMED AT SITE | AVAILABILTY
TREATER BURNER CONTROL EQUIPMENT PARTS LIST
DESIGNATION | TAG# | MAKE |  |  | MODEL # |  |  | INFO | COMMENTS |  |  | CONFIRMED AT SITE | AVAILABILTY
FLARE STACK EQUIPMENT PARTS LIST
DESIGNATION | TAG# | MAKE |  |  | MODEL # |  |  | INFO | COMMENTS |  |  | CONFIRMED AT SITE | AVAILABILTY
FLARE |  | Tornado |  |  | TPMR-AS12 | [6 empty] | MARCH 22,2017
Flare KO |  | Invalco |  |  | CMEASX-203 | [6 empty] | MARCH 22,2017

## ESP TRANS
ESP TRANSFORMERS CNRL YARD ESTEVAN
DATE | MANUFACTURER | SERIAL NUMBER # | KVA RATING | INPUT VOLTAGE | INPUT AMPRAGE | OUTPUT VOLTAGE | OUTPUT AMPRAGE | CONDITION
2018-10-01 | SOUTHWEST | 9901396024 | 355 | 480 | 427 | 3811-1100 | 54-186 | ROUGH
2018-10-01 | SOUTHWEST | 9802396074 | 130 | 480 | 156 | 2685-775 | 28-97 | FAIR BUT HAS AN OIL LEAK
2018-10-01 | PHASOR | 3313504910 | 130 | 480 | 156 | 2977-752 | 25-100 | GOOD
2018-10-01 | SOUTHWEST | 10139601 | 350 | 480 | 421 | 3811-1100 | 53-184 | FAIR
2018-10-01 | ESCO | 89060131 | 125 |  |  | 2598-750 |  | ROUGH
2018-10-01 | MOLONEY | 155773 | 150 |  |  |  |  | ROUGH AND HAS A OIL LEAK
2018-10-01 | SOUTHWEST | 9505396002 | 100 | 480 | 120 | 2591-600 | 22-96 | GOOD
2018-10-01 | SOUTHWEST | 9407309699 | 100 | 480 | 120 | 2591-600 | 22-96 | FAIR BUT HAS AN OIL LEAK
2018-10-01 | SOUTHWEST | 10339627 | 200 | 480 | 241 | 3811-1100 | 30-105 | FAIR
2018-10-01 | SOUTHWEST | 9501396035 | 100 | 480 | 120 | 2591-600 | 22-96 | GOOD
2018-10-01 | SOUTHWEST | 9408396006 | 200 | 480 | 241 | 3811-1100 | 30-105 | FAIR BUT HAS AN OIL LEAK
2018-10-01 | PHASOR | 2743843514 | 130 | 480 | 158 | 2977-752 | 25-100 | GOOD
2018-10-01 | SOUTHWEST | 210396004 | 210 | 480 | 253 | 3811-1100 | 32-110 | GOOD
2018-10-01 | SOUTHWEST | 9801396028 | 100 | 480 | 120 | 2591-600 | 22-96 | FAIR

## TRANS
TRANSFORMERS CNRL YARD ESTEVAN
DATE | MANUFACTURER | SERIAL NUMBER # | PART/CAT NUMBER# | INPUT VOLTAGE | OUTPUT VOLTAGE | KVA RATING | TYPE | CONDITION
2018-10-01 | REX POWER MAGNETICS | J14 | BC112J-P/2 | 600V DELTA | 480V WYE | 112.5 | W/P | FAIR
2018-10-01 | REX POWER MAGNETICS | C92684 | BC75H-M1EP | 480V DELTA | 208V WYE/120 | 75 | W/P | NEW

## ESP DRIVES
ESP DRIVE CONTROLLERS CNRL YARD ESTEVAN
DATE | MANUFACTURER | SERIAL NUMBER # | PART/CAT. NUMBER | INPUT | OUT PUT | KVA RATING | DRIVE TYPE/MAKE | DRIVE SERIAL NO.# | MAIN | CONDITION
2018-10-01 | WERMAC | 100545540 | 125H3P480VF7STD |  |  | 120 |  |  |  | UNIT IS PADLOCKED
2018-10-01 | VECTOR VII | 10055615 | 810404 | 480V/334A | 480V/304A | 253 | CIMR-P704160 SPEC#41600B | N/A |  | FAIR
2018-10-01 | CANADIAN ADVANCE | 115VFD107920 | 12256 | 480V/180A | 230-460V/144A | 115 | MITSUBISHI F700 | N/A |  | GOOD
2018-10-01 | WERMAC | 317910 | G5U4075SUB | 480 | 165A | 130 | CIMR-G54075 | N/A | 225 | FAIR
2018-10-01 | PYRAMID | 1130-002 | SBS-200 VORTEX | 480 | 400A |  |  |  | 400 | FAIR

## PJ DRIVES
PUMP JACK DRIVE CONTROLLERS CNRL YARD ESTEVAN
DATE | MANUFACTURER | TYPE | PART # | SERIAL NUMBER # | INPUT VOLTS/AMPS | OUTPUT VOLTS/AMPS | DRIVE MAKE/TYPE | MAIN | BREAKING RESISTOR | CONDITION
2018-10-01 | WEATHERFORD | WELL PILOT VSD | WP2.1021 | VF10070799 | 480/75 | 0-480/67 | YASKAWA F7 | 100A | YES | GOOD
2018-10-01 | WEATHERFORD | WELL PILOT VSD | PCP3.1017 | VF09040122 | 480/109 | 0-480/96 | YASKAWA F7 | 150A | YES | GOOD, BUT THERE IS OLD HEAT DAMAGE
2018-10-01 | WEATHERFORD | WELL PILOT VSD | WP2.1021 | VF10070807 | 480/76 | 0-480/67 | YASKAWA F7 | 100A | YES | GOOD, HAS ALL ITS SENSORS AND CABLES
2018-10-01 | CEF |  | VFD40N030HO-SALT-CWP | J6818-1833012-0005 |  |  |  | 125 |  | FAIR
2018-10-01 | JACKTEC | SPEED PROFILING SYSTEM | [7 empty] | CANT GET INTO UNIT DO TO OTHER EQUIPMET

## OFFICE PARTS
SPARE PLC EQUIPMENT AT CNRL OFFICE
DATE | MANUFACTURER | DESCRIPTION | SERIAL NUMBER # | PART # | TYPE | CONDITION | QTY | CAN BE USED AT
2018-11-01 | HP | COMPUTER MONITOR |  | HP V241 |  | NEW | 2
2018-11-01 | GASTECH | CONTROL BOARDS |  | NET2000 |  | USED | 4
2018-11-01 | KELLTRONICS | ESP CONTROL UNIT |  | KS95 |  | USED | 1
2018-11-01 | ? | STROBE BOARD |  |  |  | NEW | 1
2018-11-01 | CISCO |  |  | COMVJ00ARA |  | NEW | 1
2018-11-01 | INDUSTRIAL | POWER 10 INVERTER |  |  | 24VDC-12VDC | USED | 3
2018-11-01 | HORNER | TOUCH SCREEN |  | HEQXX651AA |  | NEW | 3 | 7-4-10-8/12-30-2-29
2018-11-01 | HORNER |  |  | HE559M1X977C | ANALOG STICK | NEW | 4
2018-11-01 | HORNER |  |  | HE559ADC970C | ANALOG STICK | NEW | 4
2018-11-01 | HORNER |  |  | HE559DQM602B | DIGITAL STICK | NEW | 6
2018-11-01 | HORNER |  |  | HE559DQM706B |  | NEW | 1
2018-11-01 | HORNER |  |  | HE559DIM710B |  | NEW | 4
2018-11-01 | SCHNIEDER | SPREAD SPECTRUM ETHERNET |  | TBURJR900-00002EHO | RADIO | NEW | 1
2018-11-01 | WIEDMULLER |  |  | IE-SW-BL05-STX VZ.0 |  | NEW | 1
2018-11-01 | APC | BATTERY |  | APCRBC124 |  | NEW | 1
2018-11-01 | PANNELVIEW |  |  | PLUS 1500 |  | NEW | 1
2018-11-01 | SEIMENS | SOFT START |  | 3RW4076-6BB35 |  | NEW | 1
2018-11-01 | ALLEN BRADLY | PLC PARTS |  | 1746-A4 |  | NEW | 3
2018-11-01 | ALLEN BRADLY | PLC PARTS |  | 1746-P2 |  | NEW | 1
2018-11-01 | ALLEN BRADLY | PLC PARTS |  | 1746-P3 |  | NEW | 1
2018-11-01 | ALLEN BRADLY | PLC PARTS |  | 1746-A7 |  | NEW | 1
2018-11-01 | ALLEN BRADLY | PLC PARTS |  | 1746 OB16 |  | NEW | 6
2018-11-01 | ALLEN BRADLY | PLC PARTS |  | 1746 1B16 |  | NEW | 6
2018-11-01 | ALLEN BRADLY | PLC PARTS |  | 1746 OW8 |  | NEW | 2
2018-11-01 | ALLEN BRADLY | PLC PARTS |  | 1746 N14 |  | NEW | 2
2018-11-01 | ALLEN BRADLY | PLC PARTS |  | 1746 C9 |  | NEW | 1
2018-11-01 | ALLEN BRADLY | PLC PARTS |  | 1746 NO14 |  | NEW | 2
2018-11-01 | ALLEN BRADLY | PLC PARTS |  | 2711-M3A18C1 |  | NEW | 1
2018-11-01 | ALLEN BRADLY | PLC PARTS |  | 1746-C7 |  | NEW | 1
2018-11-01 | ALLEN BRADLY | PLC PARTS |  | 20-60MM-HA |  | NEW | 1
2018-11-01 | ALLEN BRADLY | PLC PARTS |  | 1747-L532 |  | NEW | 2
2018-11-01 | ALLEN BRADLY | PLC PARTS |  | 1746-N1161 |  | NEW | 1
SPARE PLC EQUIPMENT AT CNRL OFFICE
DATE | MANUFACTURER | DESCRIPTION | SERIAL NUMBER # | PART # | TYPE | CONDITION | QTY | CAN BE USED AT
2018-11-01 | ALLEN BRADLY | PLC PARTS |  | 1769-CRL3 |  | NEW | 1
2018-11-01 | ALLEN BRADLY | PLC PARTS |  | 1769-L32E |  | NEW | 1
2018-11-01 | ALLEN BRADLY | PLC PARTS |  | 1747-L532 |  | NEW | 1
2018-11-01 | IDEC |  |  | PSSR-E24 |  | NEW | 1
2018-11-01 | ALLEN BRADLY | PLC PARTS |  | 1769-1Q16 |  | NEW | 2
2018-11-01 | ALLEN BRADLY | PLC PARTS |  | 1769-PB4 |  | NEW | 4
2018-11-01 | ALLEN BRADLY | PLC PARTS |  | 1769-OB16 |  | NEW | 8
2018-11-01 | ALLEN BRADLY | PLC PARTS |  | 1769-OF4C1 |  | NEW | 2
2018-11-01 | ALLEN BRADLY | PLC PARTS |  | 1766-L32BXBA |  | NEW | 1
2018-11-01 | ALLEN BRADLY | PLC PARTS |  | 1762-1F4 |  | NEW | 1
2018-11-01 | ALLEN BRADLY | PLC PARTS |  | 1763-L16BBB |  | NEW | 2
2018-11-01 | ALLEN BRADLY | PLC PARTS |  | 1747-BA |  | NEW | 1
2018-11-01 | ALLEN BRADLY | PLC PARTS |  | 1769-L32E |  | USED | 7
2018-11-01 | ALLEN BRADLY | PLC PARTS |  | 1762-1F20F2 |  | NEW | 2
2018-11-01 | ALLEN BRADLY | PLC PARTS |  | 1762-OW8 |  | NEW | 1
2018-11-01 | ALLEN BRADLY | PLC PARTS |  | 1762-1Q8 |  | NEW | 2
2018-11-01 | ALLEN BRADLY | PLC PARTS |  | 1762-1F2OF2 |  | USED | 2
2018-11-01 | ALLEN BRADLY | PLC PARTS |  | 1762-1Q8 |  | USED | 1
2018-11-01 | ALLEN BRADLY | PLC PARTS |  | 1762-0W8 |  | USED | 2
2018-11-01 | ALLEN BRADLY | PLC PARTS |  | 1762-L24BXB |  | NEW | 2
2018-11-01 | ALLEN BRADLY | PLC PARTS |  | 1762-L24BXB |  | USED | 2
2018-11-01 | ALLEN BRADLY | PLC PARTS |  | 1762-RM-PICO |  | USED | 1
2018-11-01 | ALLEN BRADLY | PLC PARTS |  | 1760-L18NWN-EX | 24VAC | USED | 3
2018-11-01 | ALLEN BRADLY | PLC PARTS |  | 1760-1B12XOW61 |  | USED | 3
2018-11-01 | ALLEN BRADLY | PLC PARTS |  | 1760-L18NWN-EX |  | NEW | 6
2018-11-01 | ALLEN BRADLY | PLC PARTS |  | 1760-1B12XOW61 |  | NEW | 6
2018-11-01 | K&M | PROGRAMABLE RELAY |  | 412-DC-RC |  | USED | 1
2018-11-01 | ALLEN BRADLY | PLC PARTS |  | 2711-M3A18C1 |  | USED | 1
2018-11-01 | ALLEN BRADLY | PLC PARTS |  | 1760-CBL-2M |  | NEW | 1
2018-11-01 | ALLEN BRADLY | PLC PARTS |  | 1746 A13B |  | NEW | 1
2018-11-01 | TEC |  |  | NT538 |  | NEW | 1 | 7-4-10-8
2018-11-01 | BARRNETT | PROTALK |  | CV3 B1277-HSPA |  | NEW | 1
SPARE PLC EQUIPMENT AT CNRL OFFICE
DATE | MANUFACTURER | DESCRIPTION | SERIAL NUMBER # | PART # | TYPE | CONDITION | QTY | CAN BE USED AT
2018-11-01 | BARRNETT | PROTALK LINK |  | B1285-D1 |  |  | 1
2018-11-01 | BARRNETT | PROTALK LINK |  | B1285-T1 |  |  | 2
2018-11-01 | BARRNETT | PROTALK LINK |  | 1285-M1 |  |  | 2
2018-11-01 | LENOVO | COMPUTER MONITOR |  |  |  | USED | 2 | VARIOUS SITES
2018-11-01 | APC | UPS BACK UP |  | PRO 1500 |  | NEW | 3
2018-11-01 | APC | UPS BACK UP |  | PRO 1500 |  | USED | 1
2018-11-01 | MODICON | PLC[OLD] |  | 110CPU31100 |  | USED | 1 | NO WHERE
2018-11-01 | ALLEN BRADLY | PLC PARTS [COMPLETE UNIT] |  | 1746-P3 | 5OUT / 1 IN | USED | 1
2018-11-01 | ALLEN BRADLY | PLCPARTS [COMPLETE UNIT] |  | 1746-P3 | 4IN/2A IN/4OUT/ 2A OUT | USED | 1
2018-11-01 | ALLEN BRADLY | PLCPARTS [COMPLETE UNIT] |  | 1746 A13 | 6 OUT / 2 IN | USED | 1
2018-11-01 | HP | HMI COMPUTER |  |  |  | NEW | 1 | VARIOUS SITES
2018-11-01 | APC | UPS BACK UP |  | PRO 2500 |  | NEW | 1 | 12-25-4-19/5-13-3-2
2018-11-01
2018-11-01
2018-11-01
2018-11-01
2018-11-01
2018-11-01
2018-11-01
2018-11-01
2018-11-01
2018-11-01
2018-11-01
2018-11-01
2018-11-01
2018-11-01
2018-11-01
2018-11-01
2018-11-01
2018-11-01
2018-11-01
2018-11-01

## STOCK 480V MOTORS
# | MANUFACTURER | MODEL# | SN# | HP | RPM | VOLTAGE | FRAME | S.F | ENCLOSURE/TYPE | LOCATION DOCK | DATE | CONDITION | SPARE OR SELL | COMMENTS
156 | TECO |  | FW0116168002 | 2 | 1200 | 480 | 184T | 1.15 | X/P | BLUE | 2018-10-24 | TBR
49 | BROOK CROMPTONIC | 2424409-00 | ? | 5 | 870 | 230/460 | L254T | 1.15 | TEFC | BLUE | 2018-10-24 | RTG | PJ
95 | TECO | AEHH-N8 | ETP3085354004 | 5 | 3600 | 460 | 184T | 1.15 | TEFC | BLUE | 2018-10-24 | NEW |  | 9-11-10-8
78 | E TATECH | 6845635 | NF4896-5 | 7.5 | 675 | 460 | 286T | 1.15 | TEFC | BLUE | 2018-10-24 | NEW | PJ
80 | GE |  | CK610102S | 7.5 | 700 | 460 | 324T | 1 | TEFC | BLUE | 2018-10-24 | B | PJ
106 | GE | 5KE213BC105B | LLH10A065024 | 7.5 | 3600 | 460 | 213T | 1.15 | TEFC | BLUE | 2018-10-24 | RTG |  | 7-21-4-3
109 | TECO | XH7/502TE2 | BS0072304005 | 7.5 | 3600 | 460 | 213T | 1.15 | X/P | BLUE | 2018-10-24 | NEW |  | 7-21-4-3
135 | ETATECH | 684535 | NF4896-6 | 7.5 | 700 | 460 | 286T | 1.15 | TEFC | BLUE | 2018-10-24 | RTG | PJ
155 | TECO |  | WY0139329006 | 7.5 | 1800 | 480 | 213T | 1.15 | X/P | BLUE | 2018-10-24 | NEW |  | 7-21-4-3/7-4-10-8
310 | ETATECH | 6845635 | NF4896-8 | 7.5 | 720 | 460 | 286T | 1 | TEFC | PYRAMID SHOP | 2018-10-24 | RTG | PJ
157 | TECO | XH7/52C | X4013A336003 | 7.5 | 3600 | 480 | 213TC | 1.15 | X/P | SEA CAN | 2018-10-24 | RTG | SELL | 5-13-3-2
9 | WESTINGHOUSE | PD01502TE2N | GRH1055499005 | 10 | 3600 | 230/460 | 254T | 1.15 | TEFC | BLUE | 2018-10-24 | RTG | SELL
46 | GE | 5KE215CC105P | 113510007 | 10 | 3600 | 460 | 215T | 1.15 | X/P | BLUE | 2018-10-24 | B | SELL
112 | WESTINGHOUSE | 501002TX | KD0391530006 | 10 | 3600 | 460 | 215T | 1.15 | X/P | BLUE | 2018-10-24 | B |  | 2-2-6-3
145 | WESTINGHOUSE | ZH01004TE2 | JU0099358002 | 10 | 1800 | 230/460 | 215T | 1.15 | XP | BLUE | 2018-10-24 | TBR | SELL
149 | TOSHIBA | B0104YLF2A0 | 91027100 | 10 | 1800 | 230/460 | 215T | 1.15 | XP | BLUE | 2018-10-24 | RTG |  | 5-13-3-2/14-26-2-30
248 | WESTINGHOUSE |  | DFH153068002 | 10 | 3600 | 230/460 | 215T | 1.15 | TEFC | BLUE | 2018-10-24 | NEW |  | 2-2-6-3
291 | WEG |  | 1018846863 | 10 | 1800 | 460 |  | 1 | EXP | BLUE | 2018-10-24 | TBR | SELL
308 | BALDOR |  | CO0611030042 | 10 | 695 | 600 |  |  | TEFC | PYRAMID SHOP | 2018-10-24 | RTG | PJ
324 | TECO |  | DN6254020002 | 10 | 880 | 460 |  |  | TEFC | PYRAMID SHOP | 2018-10-24 | RTG | PJ
158 | GE | 5KE215CC105P | 02A3510021 | 10 | 3600 | 480 | 215T | 1.15 | X/P | SEA CAN | 2018-10-24 | RTG | SELL
| LESSON | C170664 | BN766 | 15 | 707 | 480 | 326T | 1 | TEFC | 6-9-4-5W2 | 2018-09-01 | RTG | PJ
10 | GE | 1F3565N | HL2633 | 15 | 708 | 460 | 364T | 1 | TEFC | BLUE | 2018-10-24 | RTG | PJ
15 | WESTINGHOUSE | XH0152 | GX0127408007 | 15 | 3600 | 230/460 | 254T | 1.15 | EXP | BLUE | 2018-10-24 | TBR | SELL
18 | WESTINGHOUSE | XH01504TE2 | DS0074405009 | 15 | 1800 | 230/460 | 254T | 1.15 | XP | BLUE | 2018-10-24 | RTG |  | 7-4-10-8/9-11-10-8
98 | GE | 5KE254BC205B | JLH108443081 | 15 | 1800 | 460 | 254T | 1.15 | TEFC | BLUE | 2018-10-24 | RTG | SELL
125 | WESTINGHOUSE | PDH61566TE2N | KUP609A424003 | 15 | 1200 | 230/460 | 284T | 1.15 | TEFC | BLUE | 2018-10-24 | B | SELL
129 | BALDOR | M2394T | F0504216739 | 15 | 3600 | 230/460 | 254T | 1.15 | TEFC | BLUE | 2018-10-24 | TBR | SELL
130 | WESTINGHOUSE | XH01506TE6 | 7550010 | 15 | 1200 | 230/460 | 284T | 1.15 | XP | BLUE | 2018-10-24 | RTG | SELL
241 | TOSHIBA | 90701993 | B0306FLF1UK | 15 | 720 | 460 | 326T | 1 | TEFC | BLUE | 2018-10-24 | RTG | PJ
269 | WESTINGHOUSE | HSB | 1-2856924 | 15 | 720 | 460 | 364T | 1 | TEFC | PYRAMID SHOP | 2018-10-24 | TBR | PJ
284 | TECO | PDH01508TE2 | HV6108845012 | 15 | 875 | 460 | 286T | 1.15 | TEFC | RED | 2018-10-24 | RTG | PJ
288 | LEESON | C326T8FB2A | 130003 | 15 | 585 | 480 | 326T |  | TEFC | RED | 2018-10-24 | RTG | PJ
68 | TECO | XH02004TE2 | KS007A454001 | 20 | 1800 | 460 | 256T | 1.15 | X/P | BLUE | 2018-10-24 | RTG |  | 11-4-5-12
76 | WESTINGHOUSE | XH02004TE2 | DT0084453012 | 20 | 1800 | 460 | 256T | 1.15 | XP | BLUE | 2018-10-24 | RTG | SELL
86 | BALDOR | M4106T | F0105116119 | 20 | 3600 | 230/460 | 256T | 1.15 | TEFC | BLUE | 2018-10-24 | B | SELL
134 | BALDOR | M7059T | Z0601130092 | 20 | 3600 | 230/460 | 256T | 1 | TEFC | BLUE | 2018-10-24 | TBR | SELL
138 | WESTINGHOUSE | APH02004TE4 | GT6087336008 | 20 | 1800 | 460 | 256T | 1.15 | TEFC | BLUE | 2018-10-24 | RTG | SELL
143 | GE | 5KE256BC2053 | HNH12848072 | 20 | 1800 | 230/460 | 256T | 1.15 | TEFC | BLUE | 2018-10-24 | RTG | SELL
148 | GE | 5KE256CC105P | 144540004 | 20 | 3600 | 230/460 | 256T | 1.15 | TEFC | BLUE | 2018-10-24 | RTG |  | 7-21-4-3/10-11-4-34
161 | LEESON | 15181300 | 120097 | 20 | 707 | 460 | 364T | 1.15 | TEFC | BLUE | 2018-10-24 | C | PJ
176 | GE | 5KE256RAB120 | NXP5051MM01A | 20 | 3600 | 480 | 256TC | 1.15 | X/P | BLUE | 2018-10-24 | B |  | 7-21-4-3
240 | WESTINGHOUSE | P0H0204 | WYP6149175018 | 20 | 1800 | 460 | 256T | 1.15 | TEFC | BLUE | 2018-10-24 | NEW | SELL
164 | TECO | XH0202 | GX0127451003 | 20 | 3600 | 480 | 256T | 1.15 | X/P | SEA CAN | 2018-10-24 | RTG |  | 6-4-6-33
247 | TECO | PDH0202 | ZYP613C142001 | 20 | 3600 | 460 | 256T | 1.15 | TEFC | SEA CAN | 2018-10-24 | RTG | SELL
96 | WESTINGHOUSE | XH02502TE2 | FP0465080003 | 25 | 3600 | 230/460 | 284TS | 1.15 | XP | BLUE | 2018-10-24 | NEW | SELL
257 | TECO | XH02504TE2 | CS0074503007 | 25 | 1800 | 460 | 284T | 1 | EXP | SEA CAN | 2018-10-24 | RTG |  | 4-16-3-33/7-4-10-8
74 | WESTINGHOUSE |  | 15-12P5830-70 | 30 | 1200 | 460 | 326T | 1.1 | TEFC | BLUE | 2018-10-24 | RTG | SELL
75 | GE | M9122 | SVFT134B04 | 30 | 1200 | 460 | 326T | 1.15 | TEFC | BLUE | 2018-10-24 | C | SELL
79 | GE | 5KS326CS305D1P | XP6445206 | 30 | 1200 | 460 | 326T | 1.15 | EXP | BLUE | 2018-10-24 | C | SELL
99 | BALDOR | M7083T | 0201C | 30 | 3600 | 230/460 | 286TS | 1 | XP | BLUE | 2018-10-24 | C | SELL
8 | ENERGY SAVER | M9122 | ZVFT353B05 | 30 | 1200 | 460 | 326T | 1.15 | TEFC | SEA CAN | 2018-10-24 | RTG |  | 8-31-5-3
256 | WEG | ? | AG62911 | 30 | 1800 | 460 | 286T | 1.15 | EXP | SEA CAN | 2018-10-24 | RTG |  | 15-32-4-12
20 | WESTINGHOUSE | XH04002TE2 | KS007A602005 | 40 | 3600 | 460 | 324T | 1 | XP | BLUE | 2018-10-24 | NEW | SELL
103 | WESTINGHOUSE | PDH4066TE2N | HS7078544010 | 40 | 1200 | 460 | 364T | 1.15 | TEFC | BLUE | 2018-10-24 | NEW | SELL
122 | GE | 5KE324CC205P | 03A6010003 | 40 | 1800 | 460 | 324T | 1.15 | X/P | BLUE | 2018-10-24 | NEW |  | 7-8-4-5
338 | TOSHIBA | B0404YLF1A0 | 10756109 | 40 | 1800 | 460 | 324T | 1.15 | X/P | BLUE | 2018-10-24 | B | SELL
102 | HYUNDAI | H153645P03U | 33218RMC879003 | 40 | 1200 | 230/460 | 364T | 1.15 | TEFC | ORANGE | 2018-10-24 | RTG | SELL
40 | GE | 5KE365BFC305B | OTFFK201 | 50 | 1200 | 460 | 365T | 1.15 | TEFC | BLUE | 2018-10-24 | NEW | SELL
70 | BALDOR | M4115T | 12C51W274 | 50 | 1800 | 460 | 326T | 1.15 | TEFC | BLUE | 2018-10-24 | B | SELL
313 | WEG | TE1BF0X0H | MT050406PW22 | 50 | 1200 | 460 | 364/5T | 1 | TEFC | PYRAMID SHOP | 2018-10-24 | RTG | SELL
61 | MARATHON ELECTRIC | 404TTFS165777ANW | 3003061600008 | 60 | 1200 | 460 | 404T | 1.15 | TEFC | BLUE | 2018-10-24 | RTG | SELL
5 | GE | 5KS-404AA1308C | YVFT3096B5 | 60 | 1200 | 460 | 404T | 1.15 | TEFC | SEA CAN | 2018-10-24 | RTG |  | 8-11-4-34
64 | MARATHON ELECTRIC | AVJ404TTFS16577ANW | 3003080700001 | 60 | 1200 | 460 | 404T | 1.15 | TEFC | SEA CAN | 2018-10-24 | RTG | SELL
84 | WESTINGHOUSE | WHO7502TE2 | KP0497520002 | 75 | 3600 | 460 | 365TS | 1.15 | XP | BLUE | 2018-10-24 | NEW | SELL
153 | GE | 5KS405SAA308C | UVFT207A06 | 75 | 1200 | 460 | 405T | 1.15 | TEFC | BLUE | 2018-10-24 | B |  | POSSIBLE ELSWICK PUMP JACK MOTOR
171 | WEG |  | OC44218 | 75 | 1200 | 480 | 404/5T | 1.15 | TEFC | BLUE | 2018-10-24 | RTG |  | POSSIBLE ELSWICK PUMP JACK MOTOR
229 | ELINE | ELT75E2D | P111ACC3654011J | 75 | 1800 | 460 | 365T | 1.15 | TEFC | BLUE | 2018-10-24 | C | SELL
235 | EMERSON | ELT7550F3F | 976145 | 75 | 1200 | 480 | 405T | 1.15 | TEFC | BLUE | 2018-10-24 | RTG |  | POSSIBLE ELSWICK PUMP JACK MOTOR
368 | TECO | XH07502TE2 | FQ0567580002 | 75 | 1200 | 460 | 365TS | 1.15 | X/P | BLUE | 2018-10-24 | TBR |  | POSSIBLE ELSWICK PUMP JACK MOTOR
35 | E LINE | ELT75E2D | P111ACC3654013J | 75 | 1800 | 460 | 365T | 1.15 | TEFC | SEA CAN | 2018-10-24 | RTG | SELL
58 | ENERGY SAVER | 5KS4058AA308C | 0WFT057C01 | 75 | 1200 | 460 | 405T | 1.15 | TEFC | SEA CAN | 2018-10-24 | RTG |  | POSSIBLE ELSWICK PUMP JACK MOTOR
277 | TOSHIBA | BO756FLF3U5H0Z | 30801067 | 75 | 1200 | 480 | 405T | 1.15 | TEFC | SEA CAN | 2018-10-24 | RTG |  | POSSIBLE ELSWICK PUMP JACK MOTOR
| BALODR | 18J099W199G2 | 298C | 100 | 1200 | 460 | 444T | 1 | TEFC | 6-9-4-5W2 | 2018-09-01 | RTG |  | 15-32-4-12/11-4-5-12
54 | TOSHIBA | B1006YLF4A0 | 30072638 | 100 | 1200 | 460 | 444T | 1.15 | EXP | SEA CAN | 2018-10-24 | RTG |  | 5-13-3-2/15-25-7-11
320 | SIEMENS | H05T0773TE-2 | 1MJ04054XE11 | 100 | 1800 | 480 | 405T | 1.15 | TEFC | SEA CAN | 2018-10-24 | RTG |  | 2-2-6-3
348 | RELIANCE SERVICE MOTOR | 3XF882731A4-WF?? |  | 100 | 1800 | 460 | 405T | 1 | TEFC | SEA CAN | 2018-10-24 | RTG | SELL
276 | TECO | XH1250ETE2 | JK.C99031-1 | 125 | 1800 | 480 | 444T | 1.15 | XP | SEA CAN | 2018-10-24 | RTG | SELL
278 | WEG | 07FEV12 | 1014808804 | 125 | 1800 | 480 | 444/5T | 1.15 | TEFC | SEA CAN | 2018-10-24 | RTG |  | 7-21-4-3
33 | GE | 56445QBA6DC1D | XA2459 | 125 | 1200 | 460 | 445T | 1.15 | TEFC | YELLOW | 2018-10-24 | RTG |  | 7-21-4-3
| TECO | AEHHBB-UX4 | UZ9147152001 | 150 | 3600 | 460 | 445TS | 1.15 | TEFC | 6-9-4-5W2 | 2018-09-01 | RTG | SELL
24 | WORLD WIDE ELECTRIC CORP | WWHT15.0-21-4457T | 111060006 | 150 | 1200 | 460 | 447T | 1.15 | TEFC | SEA CAN | 2018-10-24 | RTG |  | 9-11-10-8
280 | WESTINGHOUSE |  | 680B671G02 | 150 | 1200 | 480 | 447T | 1.15 | TEFC | SEA CAN | 2018-10-24 | RTG |  | 5-24-5-4/14-26-2-30
2 | WEST LIFE LINE |  | 1-18S8294 | 150 | 3600 | 480 | 445TS | 1.15 | XP | YELLOW | 2018-10-24 | RTG | SELL
6 | GE | SV445QBA4DC29 | SC1581 | 150 | 1800 | 480 | 445T | 1.15 | TEFC | YELLOW | 2018-10-24 | TBR | SELL
26 | TECO OPTIM PLUS | PDH15002TE4N | GS AC074020-2 | 150 | 3600 | 480 | 445TS | 1.15 | TEFC | YELLOW | 2018-10-24 | NEW | SELL
60 | SIEMENS | 1LA044525E42C | 1190179-01-1 | 150 | 3600 | 480 | 445TS | 1 | TEFC | YELLOW | 2018-10-24 | B | SELL
400 | WESTINGHOUSE | P0H25006TE4-R | BQ.AC4C008-1 | 150 | 1200 | 460 | 449T | 1.15 | XP | YELLOW | 2018-10-24 | NEW |  | 11-4-5-12
52 | WESTINGHOUSE | PDH2000GTE4 | C95100-2 | 200 | 1200 | 460 | 449T | 1.15 | TEFC | YELLOW | 2018-10-24 | NEW | SELL
230 | WESTINGHOUSE | PDH2502 | MXAC12C020-1 | 250 | 3600 | 460 | 449TS | 1.15 | TEFC | SEA CAN | 2018-10-24 | RTG |  | 9-28-3-4
32 | TOSHIBA | B2506FLGF4BM | 0207371D | 250 | 1200 | 460 | N587UZ | 1.15 | TEFC | YELLOW | 2018-10-24 | C | SELL
41 | TOSHIBA | B2506FLF46MHL | 70806994 | 250 | 1200 | 460 | N449T | 1.15 | TEFC | YELLOW | 2018-10-24 | B | SELL
233 | TECO | WT AC 13A 043-7 | WYAC13A043-1 | 300 | 3600 | 480 | 449TS |  | TEFC | YELLOW | 2018-10-24 | RTG | SELL
285 | TECO | AEHH8N | JWAC1180781 | 300 | 3600 | 480 | 449TS |  |  | YELLOW | 2018-10-24 | B | SELL
224 | TECO | AEEAFP | GH6760020002 | 7.5/5.3 | 1200 | 460 | 254T | 1 | TEFC | PYRAMID SHOP | 2018-10-24 | TBR | PJ
150 | TECO | T10/7.5/506TE4 | GH6760020017 | 7.5/5/3 | 1200 | 460 | 254T | 1.15 | TEFC | GREEN | 2018-10-24 | TBR | PJ
165 | TECO | T10/7.5/506TE4 | GH760020020 | 7.5/5/3 | 1200 | 480 | 254T | 1.15 | TEFC | GREEN | 2018-10-24 | TBR | PJ
167 | TECO | T10/7.5/506TE4 | GH6760020012 | 7.5/5/3 | 1200 | 480 | 254T | 1.15 | TEFC | GREEN | 2018-10-24 | TBR | PJ
170 | TECO | AEEAFP | GH6760020018 | 7.5/5/3 | 1200 | 460 | 254T | 1.15 | TEFC | GREEN | 2018-10-24 | RTG | PJ
243 | TECO | AEEAFP | GH6760020003 | 7.5/5/3 | 1200 | 480 | 254T | 1.15 | TEFC | GREEN | 2018-10-24 | RTG | PJ
| TECO | T10/7.5/506TE4 | DQ.6545040011 | 10/7.5/5 | 1200 | 460 | 256T | 1.15 | TEFC | 6-9-4-5W2 | 2018-09-01 | RTG | PJ
151 | BALDOR |  | Z0402030413 | 10/7.5/5 | 1200 | 480 | 256T | 1.15 | TEFC | GREEN | 2018-10-24 | RTG | PJ
244 | TOSHIBA | F0106FLF2BM | 704073 | 10/7.5/5 | 1200 | 460 | 256T | 1.15 | TEFC | GREEN | 2018-10-24 | RTG | PJ
215 | TECO | T10/7.5/506TE4 | JV6109441018 | 10/7.5/5 | 1200 | 460 | 256T | 1.15 | TEFC | PYRAMID SHOP | 2018-10-24 | TBR | PJ
222 | TECO | T10/7.5/506TE4 | FU6096303001 | 10/7.5/5 | 1200 | 460 | 256T | 1.15 | TEFC | PYRAMID SHOP | 2018-10-24 | TBR | PJ
223 | BALDOR | 09M046Y438 | Z0212120222 | 10/7.5/5 | 1200 | 460 | 256T | 1 | TEFC | PYRAMID SHOP | 2018-10-24 | TBR | PJ
228 | BALDOR | 09M046Y438 | Z0507210379 | 10/7.5/5 | 1200 | 460 | 256T | 1 | TEFC | PYRAMID SHOP | 2018-10-24 | TBR | PJ
303 | TECO | T10/7.5/506TE4 | BV6102394012 | 10/7.5/5 | 1200 | 480 | 256T | 1.15 | TEFC | PYRAMID SHOP | 2018-10-24 | RTG | PJ
283 | TECO | T10/7.5/506TE4 | 6312020036 | 10/7.5/5 | 1200 | 480 | 256T | 1.15 | TEFC | RED | 2018-10-24 | RTG | PJ
| TECO | AEEAFP | EF6543010001 | 15/10/7.5 | 1200 | 460 | 284T | 1.15 | TEFC | 6-9-4-5W2 | 2018-09-01 | RTG | PJ
| TECO |  | JU6099525004 | 15/10/7.5 | 1200 | 460 | 284T | 1.15 | TEFC | 6-9-4-5W2 | 2018-09-01 | RTG | PJ
299 | TECO | T15/10/7.506TE4 | SY6135638003 | 15/10/7.5 | 1200 | 460 | 256T | 1.15 | TEFC | GREEN | 2018-10-24 | NEW | PJ
300 | TECO | T15/10/7.506TE4 | SY6135559004 | 15/10/7.5 | 1200 | 460 | 256T | 1.15 | TEFC | GREEN | 2018-10-24 | NEW | PJ
216 | GE | 5KOW284SAB321F2 | ZXP5494MQO1C | 15/10/7.5 | 1200 | 460 | 284T | 1.15 | TEFC | PYRAMID SHOP | 2018-10-24 | TBR | PJ
217 | BALDOR | 09F7794550 | Z1002181476 | 15/10/7.5 | 1200 | 460 | 286T | 1.15 | TEFC | PYRAMID SHOP | 2018-10-24 | TBR | PJ
225 | GE | 5KOW284QPA6050AF2 | YHP3482MQ02F | 15/10/7.5 | 1200 | 460 | 248T | 1.15 | TEFC | PYRAMID SHOP | 2018-10-24 | TBR | PJ
304 | BALDOR |  | 491C | 15/10/7.5 | 1200 | 600 | 286T | 1.15 | TEFC | PYRAMID SHOP | 2018-10-24 | RTG | PJ
305 | BALDOR | 09F779Z196 | Z0605230364 | 15/10/7.5 | 1200 | 600 | 284T | 1.15 | TEFC | PYRAMID SHOP | 2018-10-24 | RTG | PJ
306 | GE | 5KOW28455P300AF2 | WSP1373MQ01C | 15/10/7.5 | 1200 | 460 | 284T | 1.15 | TEFC | PYRAMID SHOP | 2018-10-24 | RTG | PJ
309 | BALDOR | 10M10W338 | 1199C | 15/10/7.5 | 1200 | 460 | 286T | 1 | TEFC | PYRAMID SHOP | 2018-10-24 | RTG | PJ
312 | BALDOR | 10M10W338 | 0200C | 15/10/7.5 | 1200 | 480 | 286T | 1.15 | TEFC | PYRAMID SHOP | 2018-10-24 | RTG | PJ
289 | TECO | T15/10/7.506TE4 | RY6134514006 | 15/10/7.5 | 1200 | 460 | 256T | 1.15 | TEFC | RED | 2018-10-24 | RTG | PJ
| WESTINGHOUSE |  | 17-364W561V1N | 20/15/10 | 1200 | 460 | 324T | 1.15 | TEFC | 6-9-4-5W2 | 2018-09-01 | RTG | PJ
19 | WESTINGHOUSE |  | 19-H98275 | 20/15/10 | 1200 | 440 | 326U | 1 | TEFC | GREEN | 2018-10-24 | B | PJ
352 | ETATECH | 6905225 | JH771714 | 20/15/10 | 1200 | 460 | 324T | 1 | TEFC | GREEN | 2018-10-24 | TBR | PJ
370 | ETATECH | 6905225 | JH77178 | 20/15/10 | 1200 | 460 | 324T | 1 | TEFC | GREEN | 2018-10-24 | TBR | PJ
371 | ETATECH | 6905225 | JH77175 | 20/15/10 | 1200 | 460 | 324T | 1 | TEFC | GREEN | 2018-10-24 | TBR | PJ
218 | BALDOR | M4102T | 1090C | 20/15/10 | 1200 | 600 | 286T | 1.15 | TEFC | PYRAMID SHOP | 2018-10-24 | TBR | PJ
302 | GE | 5KOW286SSP301AF2 | WTP2364MQ01G | 20/15/10 | 1200 | 480 | 286T | 1.15 | TEFC | PYRAMID SHOP | 2018-10-24 | RTG | PJ
282 | GE | 5KOW286SSP301AF2 | ZSP1491MQ01G | 20/15/10 | 1200 | 480 | 286T | 1.15 | TEFC | RED | 2018-10-24 | RTG | PJ
290 | TECO | T20/15/1006TE4 | AR6061731028 | 20/15/10 | 1200 | 480 | 286T | 1.15 | TEFC | RED | 2018-10-24 | RTG | PJ
| GE | 5KOW326SS301AF2 | YM6284223 | 30/22/15 | 1200 | 460 | 326T | 1.15 | TEFC | 6-9-4-5W2 | 2018-09-01 | RTG | PJ
297 | GE |  | NVG77082C | 30/22/15 | 1200 | 480 |  | 1.15 | TEFC | GREEN | 2018-10-24 | RTG | PJ
399 | ETATECH | 6922325 | JC6412-4 | 30/22/15 | 1200 | 480 | 364T | 1.15 | TEFC | PYRAMID SHOP | 2018-10-24 | RTG | PJ
272 | TECO | T30/25/2006TE4 | MW711C209013 | 30/25/20 | 1200 | 480 | 326T | 1.15 | TEFC | RED | 2018-10-24 | RTG | PJ
219 | GE | 5KOW365SS301BF2 | TLG243255 | 40/30/20 | 1200 | 460 | 365T | 1.15 | TEFC | PYRAMID SHOP | 2018-10-24 | TBR | PJ
274 | GE | 5KOW365SS301BF2 | OLG095240 | 40/30/20 | 1200 | 480 | 365T | 1.15 | TEFC | RED | 2018-10-24 | RTG | PJ
178 | TECO | T40/30/2506TE4 | KU709A706027 | 40/30/25 | 1200 | 460 | 365T | 1.15 | TEFC | PYRAMID SHOP | 2018-10-24 | RTG | PJ
307 | TECO | T40/30/2506TE4 | LH77TS7240007 | 40/30/25 | 1200 | 460 | 365T | 1.15 | TEFC | PYRAMID SHOP | 2018-10-24 | RTG | PJ
263 | TECO | T50/40/3006TE4 | JT7089314012 | 50/40/30 | 1200 | 480 | 365T | 1.15 | TEFC | PYRAMID SHOP | 2018-10-24 | TBR | PJ
42 | TOSHIBA | F0606FKF31M | AC64870-2 | 60/50/40 | 1200 | 460 | 404T | 1 | TEFC | GREEN | 2018-10-24 | TBR | SELL
174 | TECO |  | SY7135459012 | 60/50/40 | 1200 | 480 | 405T | 1.15 | TEFC | GREEN | 2018-10-24 | B | PJ
259 | WESTINGHOUSE |  | 6 2897700 | 60/50/40 | 1200 | 460 | 405T | 1.15 | TEFC | GREEN | 2018-10-24 | B | SELL
293 | TECO | T60/50/4006TE4 | MS707C432005 | 60/50/40 | 1200 | 480 | 405T | 1.15 | TEFC | GREEN | 2018-10-24 | B | PJ
295 | TECO | T60/50/4006TE4 | KV710A467013 | 60/50/40 | 1200 | 480 | 405T | 1.15 | TEFC | GREEN | 2018-10-24 | B | PJ
296 | GE |  | CG1711 | 60/50/40 | 1200 | 480 | 405T | 1.15 | TEFC | GREEN | 2018-10-24 | TBR | SELL
212 | ELECTRIC MOTOR | YDZJ280S-6 | 210036 | 60/50/40 | 1200 | 460 |  | 1 | TEFC | ORANGE | 2018-10-24 | RTG | SELL
221 | GE | 5KOW405QSS301AF2 | ZHP3495MW01B | 60/50/40 | 1200 | 460 | 405T | 1.15 | TEFC | ORANGE | 2018-10-24 | TBR | SELL
226 | GE |  | REP3303 | 60/50/40 | 1200 | 460 | 405T | 1.15 | TEFC | ORANGE | 2018-10-24 | TBR | SELL
227 | GE | 5KOW405SS301BF2 | OMG082029 | 60/50/40 | 1200 | 460 | 405T | 1.15 | TEFC | ORANGE | 2018-10-24 | B | SELL
311 | GE | 5KOW405SS301BF2 | PMG134026 | 60/50/40 | 1200 | 460 | 405T | 1.15 | TEFC | PYRAMID SHOP | 2018-10-24 | RTG | PJ
261 | TECO |  | FW7116444017 | 60/50/40 | 1200 | 460 | 405T | 1.15 | TEFC | SEA CAN | 2018-10-24 | RTG | PJ
281 | TECO | T60/50/4006TE4 | JV7109342011 | 60/50/40 | 1200 | 480 | 405T | 1.15 | TEFC | SEA CAN | 2018-10-24 | RTG | PJ
160 | TECO |  | DQ.C54097-7 | 75/60/50 | 1200 | 480 | 445T | 1.15 | TEFC | GREEN | 2018-10-24 | TBR | PJ
294 | TECO |  | DQ.C54097-2 | 75/60/50 | 1200 | 480 | 444T | 1.15 | TEFC | GREEN | 2018-10-24 | B | PJ
3 | ETATECH INDUSTRY | 6958530 | GB2830 | 75/60/50 | 1200 | 460 | 444T | 1 | TEFC | ORANGE | 2018-10-24 | RTG | PJ
34 | GE | 5K0W444SS301D2F2 | TS6243023 | 75/60/50 | 1200 | 460 | 444T | 1.15 | TEFC | ORANGE | 2018-10-24 | B | SELL
62 | GE | 5K0W444QSS3019F2 | NJP4051MX01D | 75/60/50 | 1200 | 460 | 444T | 1.15 | TEFC | ORANGE | 2018-10-24 | B | SELL
159 | WESTINGHOUSE |  | DQ.C54097-1 | 75/60/50 | 1200 | 460 | 445T | 1.15 | TEFC | ORANGE | 2018-10-24 | B | SELL
204 | GE | 5KOW444SS301D2F2 | YVG30792C | 75/60/50 | 1200 | 460 | 444T | 1.15 | TEFC | ORANGE | 2018-10-24 | D | SELL | SHAFT IS JUNK
220 | TECO | T75/60/5006TE4 | HS.AC075004-2 | 75/60/50 | 1200 | 460 | 445T | 1.15 | TEFC | ORANGE | 2018-10-24 | TBR | SELL
239 | GE | 5K0W444SS301D2F2 | WVG24240C | 75/60/50 | 1200 | 460 | 444T | 1.15 | TEFC | ORANGE | 2018-10-24 | B | SELL
266 | TECO |  | DQ.C54097-11 | 75/60/50 | 1200 | 460 | 445T | 1.15 | TEFC | ORANGE | 2018-10-24 | TBR | SELL
267 | GE | 5KOW444QSS301AF2 | VHP3344MX01E | 75/60/50 | 1200 | 460 | 444T | 1.15 | TEFC | ORANGE | 2018-10-24 | TBR | SELL
268 | GE | 5KOW444SS3012F2 | TSG243024 | 75/60/50 | 1200 | 460 | 444T | 1.15 | TEFC | ORANGE | 2018-10-24 | TBR | SELL
238 | GE | 5KOW44455301D2F2 | WRG395024 | 75/60/50 | 1200 | 480 | 444T | 1.15 | TEFC | YELLOW | 2018-10-24 | TBR | SELL
279 | GE |  | UVG13649D | 75/60/50 | 1200 | 480 | 444T | 1.15 | TEFC | YELLOW | 2018-10-24 | TBR | SELL
292 | TOSHIBA | F075WFKF3BM | AC16209-6 | 75/60/50 | 1200 | 480 | 405T | 1.15 | TEFC | YELLOW | 2018-10-24 | TBR | SELL
298 | GE | 5KOW444Q55301D2F2 | YVG3079ZE | 75/60/50 | 1200 | 480 | 444T | 1.15 | TEFC | YELLOW | 2018-10-24 | TBR | SELL
301 | GE | 5KOW444Q55301AF2 | XHP3443MX02B | 75/60/50 | 1200 | 480 | 444T | 1.15 | TEFC | YELLOW | 2018-10-24 | TBR | SELL
366 | GE | 5X444QBA6003AF2 | OFP2627 | 75/60/50 | 1200 | 460 | 444T | 1.15 | TEFC | YELLOW | 2018-10-24 | B | SELL
369 | TECO | T75/60/5006TE4 | HS.AC075004-4 | 75/60/50 | 1200 | 460 | 445T | 1.15 | TEFC | YELLOW | 2018-10-24 | TBR | SELL
373 | GE | 5X444OBA6003A | RA1438 | 75/60/50 | 1200 | 460 | 444T | 1.15 | TEFC | YELLOW | 2018-10-24 | B | SELL
21 | GE | 5KOW44555301BF2 | XKG415039 | 100/75/60 | 1200 | 460 | 445T | 1.15 | TEFC | ORANGE | 2018-10-24 | B | SELL
1 | GE | 5X445QBA6005AF2 | T6P2141 | 100/75/60 | 1200 | 460 | 445T | 1 | TEFC | YELLOW | 2018-10-24 | TBR | SELL

## STOCK 600V MOTORS
# | MANUFACTURER | MODEL# | SN# | HP | RPM | VOLTAGE | FRAME | S.F | ENCLOSURE/TYPE | LOCATION | DATE | CONDITION | SPARE OR SELL | COMMENTS
231 | LEESON | C63T34F210C | UNKNOWN | 0.3 | 3600 | 600 | D63 |  | TEFC | SEA CAN 14-9 | SEPT 2018
227 | BALDOR | CC-405966 | W1304191515 | 0.5 | 3600 | 600 | 56C |  | XP | SEA CAN 14-9 | SEPT 2018
228 | WEG | 20804474 | MAY2007DAVE K | 0.5 | 3600 | 600 | P56C |  | XP | SEA CAN 14-9 | SEPT 2018
229 | WEG | UNKNOWN | 994 | 1 | 1800 | 600 | 143T |  | XP | SEA CAN 14-9 | SEPT 2018
230 | LEESON | A6C7XB20J | A12P | 1 | 1800 | 600 | 56H |  |  | SEA CAN 14-9 | SEPT 2018
242 | BALDOR | 34-3331-C49761 | W1101252620 | 1 |  |  | 56C |  |  | 12-30 BATTERY | SEPT 2018 | RTG
238 | TECO | XH0204TE5 | FV0106051005 | 2 | 1800 |  | 145T |  | XP | 12-30 BATTERY | SEPT 2018 | RTG
241 | TECO | XH00245 | FX0126059001 | 2 |  |  | 145T |  | XP | 12-30 BATTERY | SEPT 2018 | RTG
226 | TECO | XH00304TE5 | KS007A103007 | 3 | 1800 | 600 | 186T |  | XP | SEA CAN 14-9 | SEPT 2018
232 | TECO | XH00525 | GW0117153008 | 5 | 3600 | 600 | 184T |  | XP | SEA CAN 14-9 | SEPT 2018
233 | BALDOR | M7044T | SAA812237 | 5 | 1800 | 600 | 184T |  | XP | SEA CAN 14-9 | SEPT 2018
239 | TECO | PDH00525 | PCP3173548003 | 5 | 3600 |  | 184T C-FACE |  |  | 12-30 BATTERY | SEPT 2018
240 | TECO | PPH00502TE5 | DUP3094314016 | 5 | 3600 |  | 184T C-FACE |  |  | 12-30 BATTERY | SEPT 2018
250 | BALDOR | CAT#CEM3613T-5 | F1111180699 | 5 | 3600 | 600 | 184TC |  | TEFC | SEA CAN 14-9 | SEPT 2018 | RTG
251 | BALDOR | CAT#M7044T-5 | 36E145W291 | 5 | 1800 | 600 | 184T |  | XP | SEA CAN 14-9 | SEPT 2018 | RTG
314 | TECO | PDH00506TE5N | CXP4123322008 | 5 | 1200 | 600 | 215T |  | TEFC | SEA CAN 14-9 | SEPT 2018
220 | TECO | PDH7/502TE5N | DR4064035006 | 7.5 | 3600 | 600 | 213T |  | TEFC | SEA CAN 14-9 | SEPT 2018
221 | WEG | UNKNOWN | 1007209897 | 7.5 | 1800 | 600 | 213T |  | TEFC | SEA CAN 14-9 | SEPT 2018
234 | BALDOR | CB718563 | F1208140474 | 7.5 | 3600 | 600 | 184TC |  | C-FACE ON GRD. PUMP | SEA CAN 14-9 | SEPT 2018
235 | BALDOR | EM3709T5 | F1111113415 | 7.5 | 3600 | 600 | 213TC |  | C-FACE | SEA CAN 14-9 | SEPT 2018
206 | MARATHON | FVL286TTFPA17126AAL | M130139444-1/02-04 | 10 | 690 | 600 | 286T |  | TEFC | SEA CAN 14-9 | SEPT 2018
207 | MARATHON | FVL286TTFPA17126AAL | M65004313-12/23-04 | 10 | 690 | 600 | 286T |  | TEFC | SEA CAN 14-9 | SEPT 2018
211 | GE | UNKNOWN | 813310 | 10 | 600 | 600 | 326U |  | TEFC | SEA CAN 14-9 | SEPT 2018
212 | GE | UNKNOWN | 795387 | 10 | 600 | 600 | 326U |  | TEFC | SEA CAN 14-9 | SEPT 2018
# | MANUFACTURER | MODEL# | SN# | HP | RPM | VOLTAGE | FRAME | S.F | ENCLOSURE/TYPE | LOCATION | DATE | CONDITION | SPARE OR SELL | COMMENTS
213 | LEESON | C161457 | DT555 | 10 | 706 | 600 | 286T |  | TEFC | SEA CAN 14-9 | SEPT 2018
216 | WH | HSB? | 612P385056 | 10 | 1200 | 600 | 256T |  | TEFC | SEA CAN 14-9 | SEPT 2018
243 | TECO | PDH01002TE5N | ZUP409B323022 | 10 | 3600 | 600 | 215T |  |  | SEA CAN 14-9 | SEPT 2018 | RTG
249 | TOSHIBA | B0104YLF20M | B0104YLF20 | 10 | 1800 | 600 | 215T |  | XP | SEA CAN 14-9 | SEPT 2018 | RTG
255 | BALDOR |  | c0707090027 | 10 | 695 | 600 | 286T | 1.15 | TEFC | SEA CAN 14-9 | SEPT 2018
321 | BALDOR |  | CO611030012 | 10 | 695 | 600 | 286T | 1.15 | TEFC | SEA CAN 14-9 | SEPT 2018
322 | BALDOR |  | C0611030017 | 10 | 695 | 600 | 286T | 1.15 | TEFC | SEA CAN 14-9 | SEPT 2018
340 | BALDOR | 105259096000010 | 1303050001 | 10 | 3600 | 600 | 215TC |  |  | SEA CAN 14-9 | SEPT 2018
386 | MARATHON |  | M13013944-10/02-09 | 10 | 600 | 600 | 286T |  | TEFC | SEA CAN 14-9 | SEPT 2018
218 | WH | S01504TXT5 | MF0592550017 | 15 | 1800 | 600 | 254T |  | XP | SEA CAN 14-9 | SEPT 2018
383 | MARATHON | FBK326TTFPA17126AAL | M130013947-09/29-01 | 15 | 698 | 600 | 326T | 1.15 | TEFC | SEA CAN 14-9 | SEPT 2018
393 | TECO | PDH02065 | XCP617A673001 | 20 | 1200 | 600 | 286T | 1.15 | TEFC | SEA CAN 14-9 | SEPT 2018
215 | TATUNG | WH02521FHT | 80163055 | 25 | 3600 | 600 | 284TS |  | TEFC | SEA CAN 14-9 | SEPT 2018
217 | TECO | XH02502TE5 | KS007A503001 | 25 | 3600 | 600 | 284T |  | TEFC | SEA CAN 14-9 | SEPT 2018
247 | GE | 5KW284SE114C | SFK1A902E14 | 25 | 3600 | 600 | 284T |  | TEFC | SEA CAN 14-9 | SEPT 2018 | RTG
248 | INJECTION CHARGE PUMP | 38-673H211A1L |  | 25 | 3600 | 600 | 284TS |  | TEFC | SEA CAN 14-9 | SEPT 2018 | RTG
374 | TECO | PDH02565 | AYP7131032007 | 25 | 1200 | 600 | 324T | 1.15 | TEFC | SEA CAN 14-9 | SEPT 2018
323 | LEESON | 15184300 |  | 25 | 1200 | 600 | 324T |  | TEFC | SEA CAN 14-9 | SEPT 2018
321 | TECO | PDH02506TE5N | DXP7124053033 | 25 | 1200 | 600 | 324T |  | TEFC | SEA CAN 14-9 | SEPT 2018
222 | TECO | XH03002TE5 | MT008C554002 | 30 | 3600 | 600 | 286TS |  | TEFC | SEA CAN 14-9 | SEPT 2018
224 | LEESON | 12013 | 130023 | 30 | 1200 | 600 | 326T |  | TEFC | SEA CAN 14-9 | SEPT 2018
244 | WEG | TE1PF0X0H | 1007205273 | 30 | 1800 | 600 | 286T |  |  | SEA CAN 14-9 | SEPT 2018 | RTG
322 | TECO | PDH03006TE5N | FVP7105045007 | 30 | 1200 | 600 | 326T |  | TEFC | SEA CAN 14-9 | SEPT 2018
385 | TECO | PDH04006TE5N | LTP708A325004/364T | 40 | 1200 | 600 | 364T |  |  | SEA CAN 14-9 | SEPT 2018
# | MANUFACTURER | MODEL# | SN# | HP | RPM | VOLTAGE | FRAME | S.F | ENCLOSURE/TYPE | LOCATION | DATE | CONDITION | SPARE OR SELL | COMMENTS
225 | E-LINE | ELT60E3G | L1101AD4046001J | 60 | 1200 | 600 | 404T |  | TEFC | SEA CAN 14-9 | SEPT 2018
236 | EMERSON | HA100E36 | K12-A11972-W | 100 | 1200 | 600 | 444T |  | TEFC | SEA CAN 14-9 | SEPT 2018
210 | NEWMAN | UNKNOWN | EC2183BR | 10/7.5 | 1200 | 600 | 284U |  | TEFC | SEA CAN 14-9 | SEPT 2018
205 | BALDOR | SPEC#09M46Y954 | 20503030158 | 10/7.5/5 | 1200 | 600 | 256T |  | TEFC | SEA CAN 14-9 | SEPT 2018
246 | BALDOR |  | Z0503030138 | 10/7.5/5 | 1200 | 600 | 256T |  | TEFC | SEA CAN 14-9 | SEPT 2018 | RTG
202 | TOSHIBA | 6D5015LIAPKN | 60201843 | 15/10/7.5 | 1200 | 600 | 284T |  | TEFC | SEA CAN 14-9 | SEPT 2018
253 | GE |  | YHP3453MQ01A | 15/10/7.5 | 1200 | 600 |  |  | TEFC | SEA CAN 14-9 | SEPT 2018 | RTG
396 | TOSHIBA | 6D50156ARKN | 60201848 | 15/10/7.5 | 1200 | 600 | 284T | 1.15 | TEFC | SEA CAN 14-9 | SEPT 2018
397 | BALDOR |  | 20605230324 | 15/10/7.5 | 1200 | 600 | 284T | 1.15 | TEFC | SEA CAN 14-9 | SEPT 2018
326 | BALDOR |  | Z0608300289 | 15/10/7.5 | 1200 | 600 | 284T | 1.15 | TEFC | SEA CAN 14-9 | SEPT 2018
329 | BALDOR |  | Z0605230354 | 15/10/7.5 | 1200 | 600 | 284T | 1.15 | TEFC | SEA CAN 14-9 | SEPT 2018
381 | GE | 1F3425R | DS1581 | 15/10/7.5 | 1200 | 600 | 286T |  | TEFC | SEA CAN 14-9 | SEPT 2018
382 | BALDOR |  | 8237 | 15/10/7.5 | 1200 | 600 | 284T |  | TEFC | SEA CAN 14-9 | SEPT 2018
356 | TOSHIBA | 6D5015L1APKN | 60201857 | 15/10/7.5 | 1200 | 600 | 284T |  | TEFC | SEA CAN 14-9 | SEPT 2018
377 | BALDOR |  | M4100 | 15/10/7.5 | 1200 | 600 | 286T |  | TEFC | SEA CAN 14-9 | SEPT 2018
394 | BALDOR |  | Z0605230334 | 15/40/7.5 | 1200 | 600 | 284T |  | TEFC | SEA CAN 14-9 | SEPT 2018
320 | GE | 210244 | NA1490 | 20/15/10 | 1200 | 600 | 286T |  | TEFC | SEA CAN 14-9 | SEPT 2018
214 | GE | 151575 | EX1132 | 25/20/15 | 1200 | 600 | 324T |  | TEFC | SEA CAN 14-9 | SEPT 2018 | RTG
237 | GE | 5B445QBA6EC1A | OEP2094 | 100/75/60 | 1200 | 600 | 445T |  | TEFC | SEA CAN 14-9 | SEPT 2018 | RTG
Note on I28: Jonathan Lake: